{"text_format":"1","workbook":"xlsx","n_sheets":2,"sheets":["ReadMe","calculate"],"not_rendered":{"charts":2,"images":0,"macros":1,"external_links":0,"defined_names":0,"comments":0,"pivot_tables":0},"unopened":[],"bounds":{"document_bytes":16777216,"sheet_cells":100000,"rows_first":2000,"rows_last":500,"rows_between":2000,"halvings":0,"cell_chars":16384,"cell_head_chars":4096},"cells_cut":0,"cells_raw":0,"read":"whole","date_system":"1900"}

{"sheet":"ReadMe","index":0,"n_rows":20,"n_cols":8,"rows_kept":20,"cut":false,"hidden":false,"merged":[]}
["Modify earthquake wave to have a specific response spectrum",null,null,null,null,null,null,"Kazuyuki Izuno"]
["2016-07-20"," ver.2.3",null,null,null,null,null,"Dept. of Civil Engineering, Ritsumeikan University"]
[null,null,null,null,null,null,null,"izuno@se.ritsumei.ac.jp"]
[]
["[Objective]"]
["This sheet calculate the modified earthquake wave to fit IBC seismic design spectrum."]
[]
["[How to use]"]
[1,"Input parameters in \"A\" column."]
[2,"Paste an original earthquake record to \"C\" column in cm/s/s."]
[3,"Copy and paste the time axis in \"B\" column and modify the abscissa axis of the graph, if necessary."]
[4,"Click the Macros command button on the View tab, and select \"initial.\" Then the original wave and response spectrum appear."]
[5,"Click the Macros command button on the View tab, and select \"modify.\"Then the modified wave and response spectrum appear."]
[6,"If the compatibility is poor, repeat \"step 5\" until you get adequate wave."]
[7,"If the average error becomes larger than the previous step, use the previous data saved in \"G\" column."]
[]
["[More information]"]
["Attenuation for longer period than the Long-Period Transition Period, TL, is ignored."]
["Read the VBA macro statements for more information."]
["Changing the desgin spectrum equations (function \"sa\") in the VBA macro named \"modify\" enables you to use another design spectrum."]

{"sheet":"calculate","index":1,"n_rows":8193,"n_cols":10,"rows_kept":8193,"cut":false,"hidden":false,"merged":[]}
["Number of data","Time (s)","Original","Period (s)","Design spectrum","Original spectrum","Previous modification","Modified","Modified spectrum","Average error"]
[4801,0,-2.5696249142354868E-5,0.05,492.24874195402305,1.5315961969266847,-2.5696249142354868E-5,-2.5696249142354868E-5,1.5315961969266847]
["Time increment (s)",2.5000000000000001E-2,-4.0796106885800063E-5,5.0012210012210012E-2,492.29870215148838,1.5316073079811054,-4.0796106885800063E-5,-4.0796106885800063E-5,1.5316073079811054]
[2.5000000000000001E-2,0.05,-3.2451448659159017E-5,5.0024425989252566E-2,492.3486867554987,1.5316183803072818,-3.2451448659159017E-5,-3.2451448659159017E-5,1.5316183803072818]
["SS",7.5000000000000011E-2,-1.8543684948090676E-5,5.0036647935499633E-2,492.39869578394291,1.5316294139482238,-1.8543684948090676E-5,-1.8543684948090676E-5,1.5316294139482238]
[1.1000000000000001,0.1,-3.7087369896181778E-5,5.0048875855327468E-2,492.44872925472748,1.5316404089473661,-3.7087369896181778E-5,-3.7087369896181778E-5,1.5316404089473661]
["S1",0.125,-3.7749644358613694E-5,5.0061109753116596E-2,492.49878718577651,1.5316513653485702,-3.7749644358613694E-5,-3.7749644358613694E-5,1.5316513653485702]
[0.57999999999999996,0.15,-2.1060327905331765E-5,5.0073349633251836E-2,492.54886959503136,1.531662283196124,-2.1060327905331765E-5,-2.1060327905331765E-5,1.531662283196124]
["Fa",0.17499999999999999,1.6424406668309291E-5,5.0085595500122281E-2,492.59897650045122,1.5316731625347422,1.6424406668309291E-5,1.6424406668309291E-5,1.5316731625347422]
[1,0.19999999999999998,4.6756577047686236E-5,5.0097847358121332E-2,492.64910792001263,1.5316840034095671,4.6756577047686236E-5,4.6756577047686236E-5,1.5316840034095671]
["Fv",0.22499999999999998,2.3444515970086397E-5,5.0110105211646681E-2,492.69926387170989,1.531694805866169,2.3444515970086397E-5,2.3444515970086397E-5,1.531694805866169]
[1,0.24999999999999997,5.1392498284708889E-5,5.0122369065100342E-2,492.74944437355481,1.5317055699505457,5.1392498284708889E-5,5.1392498284708889E-5,1.5317055699505457]
[null,0.27499999999999997,4.5299573230336612E-5,5.0134638922888615E-2,492.79964944357687,1.5317162957091242,4.5299573230336612E-5,4.5299573230336612E-5,1.5317162957091242]
[null,0.3,2.755061763716356E-5,5.0146914789422133E-2,492.84987909982328,1.5317269831887594,2.755061763716356E-5,2.755061763716356E-5,1.5317269831887594]
[null,0.32500000000000001,8.7685138825972851E-5,5.0159196669115849E-2,492.90013336035878,1.5317376324367371,8.7685138825972851E-5,8.7685138825972851E-5,1.5317376324367371]
[null,0.35000000000000003,1.0424200038676849E-4,5.0171484566389028E-2,492.95041224326599,1.531748243500771,1.0424200038676849E-4,1.0424200038676849E-4,1.531748243500771]
[null,0.37500000000000006,8.3049217588949771E-5,5.0183778485665277E-2,493.00071576664499,1.5317588164290055,8.3049217588949771E-5,8.3049217588949771E-5,1.5317588164290055]
[null,0.40000000000000008,3.8676828606018279E-5,5.0196078431372547E-2,493.05104394861394,1.531769351270015,3.8676828606018279E-5,3.8676828606018279E-5,1.531769351270015]
[null,0.4250000000000001,4.6359212370227274E-5,5.0208384407943125E-2,493.10139680730856,1.5317798480728047,4.6359212370227274E-5,4.6359212370227274E-5,1.5317798480728047]
[null,0.45000000000000012,8.5963225223650036E-5,5.0220696419813637E-2,493.15177436088237,1.5317903068868102,8.5963225223650036E-5,8.5963225223650036E-5,1.5317903068868102]
[null,0.47500000000000014,5.0332859144818417E-5,5.0233014471425065E-2,493.20217662750673,1.5318007277618988,5.0332859144818417E-5,5.0332859144818417E-5,1.5318007277618988]
[null,0.50000000000000011,2.7947982314622919E-5,5.0245338567222769E-2,493.25260362537085,1.5318111107483687,2.7947982314622919E-5,2.7947982314622919E-5,1.5318111107483687]
[null,0.52500000000000013,-1.7219136023227689E-6,5.0257668711656441E-2,493.3030553726818,1.5318214558969498,-1.7219136023227689E-6,-1.7219136023227689E-6,1.5318214558969498]
[null,0.55000000000000016,1.1656030538799945E-5,5.0270004909180169E-2,493.35353188766447,1.5318317632588043,1.1656030538799945E-5,1.1656030538799945E-5,1.5318317632588043]
[null,0.57500000000000018,4.940567489741369E-5,5.0282347164252394E-2,493.40403318856164,1.531842032885526,4.940567489741369E-5,4.940567489741369E-5,1.531842032885526]
[null,0.6000000000000002,6.225379946859052E-6,5.0294695481335951E-2,493.45455929363413,1.5318522648291415,6.225379946859052E-6,6.225379946859052E-6,1.5318522648291415]
[null,0.62500000000000022,3.3643542691536372E-5,5.0307049864898062E-2,493.50511022116063,1.5318624591421099,3.3643542691536372E-5,3.3643542691536372E-5,1.5318624591421099]
[null,0.65000000000000024,3.7882099251100097E-5,5.031941031941032E-2,493.55568598943773,1.5318726158773228,3.7882099251100097E-5,3.7882099251100097E-5,1.5318726158773228]
[null,0.67500000000000027,-6.106170543621372E-5,5.0331776849348732E-2,493.6062866167801,1.5318827350881057,-6.106170543621372E-5,-6.106170543621372E-5,1.5318827350881057]
[null,0.70000000000000029,-4.9273220004927559E-5,5.0344149459193709E-2,493.65691212152041,1.5318928168282162,-4.9273220004927559E-5,-4.9273220004927559E-5,1.5318928168282162]
[null,0.72500000000000031,1.8808594733063819E-5,5.0356528153430044E-2,493.70756252200925,1.5319028611518459,1.8808594733063819E-5,1.8808594733063819E-5,1.5319028611518459]
[null,0.75000000000000033,3.8014554143586729E-5,5.0368912936546974E-2,493.75823783661542,1.5319128681136203,3.8014554143586729E-5,3.8014554143586729E-5,1.5319128681136203]
[null,0.77500000000000036,3.1789174196726068E-6,5.0381303813038132E-2,493.80893808372571,1.5319228377685976,3.1789174196726068E-6,3.1789174196726068E-6,1.5319228377685976]
[null,0.80000000000000038,-5.5366145059299972E-5,5.0393700787401574E-2,493.85966328174499,1.5319327701722707,-5.5366145059299972E-5,-5.5366145059299972E-5,1.5319327701722707]
[null,0.8250000000000004,-9.9341169364772827E-6,5.0406103864139795E-2,493.91041344909627,1.5319426653805659,-9.9341169364772827E-6,-9.9341169364772827E-6,1.5319426653805659]
[null,0.85000000000000042,1.4305128388527404E-5,5.0418513047759725E-2,493.96118860422081,1.5319525234498441,1.4305128388527404E-5,1.4305128388527404E-5,1.5319525234498441]
[null,0.87500000000000044,-2.370942575505909E-5,5.0430928342772713E-2,494.01198876557783,1.5319623444369002,-2.370942575505909E-5,-2.370942575505909E-5,1.5319623444369002]
[null,0.90000000000000047,6.8876544092906257E-6,5.0443349753694584E-2,494.0628139516449,1.5319721283989629,6.8876544092906257E-6,6.8876544092906257E-6,1.5319721283989629]
[null,0.92500000000000049,-9.6692071515043513E-6,5.0455777285045578E-2,494.11366418091768,1.531981875393696,-9.6692071515043513E-6,-9.6692071515043513E-6,1.531981875393696]
[null,0.95000000000000051,-4.6094302585254632E-5,5.0468210941350421E-2,494.16453947191019,1.5319915854791972,-4.6094302585254632E-5,-4.6094302585254632E-5,1.5319915854791972]
[null,0.97500000000000053,-2.0398053442900137E-5,5.0480650727138282E-2,494.21543984315463,1.5320012587139991,-2.0398053442900137E-5,-2.0398053442900137E-5,1.5320012587139991]
[null,1.0000000000000004,-2.264978661516792E-5,5.0493096646942799E-2,494.26636531320139,1.5320108951570683,-2.264978661516792E-5,-2.264978661516792E-5,1.5320108951570683]
[null,1.0250000000000004,-2.9669895916945449E-5,5.0505548705302099E-2,494.31731590061941,1.5320204948678064,-2.9669895916945449E-5,-2.9669895916945449E-5,1.5320204948678064]
[null,1.0500000000000003,3.4438272046454052E-6,5.0518006906758756E-2,494.36829162399562,1.5320300579060497,3.4438272046454052E-6,3.4438272046454052E-6,1.5320300579060497]
[null,1.0750000000000002,-7.6823837642092081E-6,5.0530471255859855E-2,494.41929250193556,1.5320395843320684,-7.6823837642092081E-6,-7.6823837642092081E-6,1.5320395843320684]
[null,1.1000000000000001,-7.6558927857118078E-5,5.0542941757156956E-2,494.47031855306307,1.5320490742065678,-7.6558927857118078E-5,-7.6558927857118078E-5,1.5320490742065678]
[null,1.125,-6.1326615221186579E-5,5.0555418415206124E-2,494.52136979602034,1.5320585275906877,-6.1326615221186579E-5,-6.1326615221186579E-5,1.5320585275906877]
[null,1.1499999999999999,8.7420229040997682E-6,5.0567901234567898E-2,494.57244624946787,1.5320679445460021,8.7420229040997682E-6,8.7420229040997682E-6,1.5320679445460021]
[null,1.1749999999999998,1.8676139840577657E-5,5.0580390219807363E-2,494.62354793208488,1.5320773251345197,1.8676139840577657E-5,1.8676139840577657E-5,1.5320773251345197]
[null,1.1999999999999997,3.4438272046458024E-6,5.059288537549407E-2,494.67467486256874,1.5320866694186839,3.4438272046458024E-6,3.4438272046458024E-6,1.5320866694186839]
[null,1.2249999999999996,-3.3378632906563758E-5,5.0605386706202127E-2,494.72582705963555,1.5320959774613718,-3.3378632906563758E-5,-3.3378632906563758E-5,1.5320959774613718]
[null,1.2499999999999996,-3.4835636723913518E-5,5.0617894216510133E-2,494.77700454201965,1.5321052493258949,-3.4835636723913518E-5,-3.4835636723913518E-5,1.5321052493258949]
[null,1.2749999999999995,1.0463936506422854E-5,5.0630407911001235E-2,494.82820732847421,1.5321144850759993,1.0463936506422854E-5,1.0463936506422854E-5,1.5321144850759993]
[null,1.2999999999999994,-1.2053395216259355E-5,5.0642927794263104E-2,494.87943543777078,1.5321236847758646,-1.2053395216259355E-5,-1.2053395216259355E-5,1.5321236847758646]
[null,1.3249999999999993,-4.7418851510118207E-5,5.0655453870887955E-2,494.93068888869936,1.5321328484901044,-4.7418851510118207E-5,-4.7418851510118207E-5,1.5321328484901044]
[null,1.3499999999999992,-5.6823148876650043E-5,5.0667986145472535E-2,494.98196770006882,1.5321419762837665,-5.6823148876650043E-5,-5.6823148876650043E-5,1.5321419762837665]
[null,1.3749999999999991,-7.5499288717227389E-5,5.0680524622618163E-2,495.03327189070649,1.5321510682223314,-7.5499288717227389E-5,-7.5499288717227389E-5,1.5321510682223314]
[null,1.399999999999999,-6.8876544092909246E-5,5.0693069306930696E-2,495.08460147945834,1.5321601243717138,-6.8876544092909246E-5,-6.8876544092909246E-5,1.5321601243717138]
[null,1.4249999999999989,-5.9339791833890864E-5,5.0705620203020552E-2,495.13595648518901,1.5321691447982615,-5.9339791833890864E-5,-5.9339791833890864E-5,1.5321691447982615]
[null,1.4499999999999988,-6.1988889683618176E-5,5.0718177315502724E-2,495.18733692678182,1.5321781295687547,-6.1988889683618176E-5,-6.1988889683618176E-5,1.5321781295687547]
[null,1.4749999999999988,-9.2850879632941119E-5,5.0730740648996776E-2,495.23874282313886,1.5321870787504073,-9.2850879632941119E-5,-9.2850879632941119E-5,1.5321870787504073]
[null,1.4999999999999987,-9.4175428557804667E-5,5.0743310208126856E-2,495.29017419318092,1.5321959924108652,-9.4175428557804667E-5,-9.4175428557804667E-5,1.5321959924108652]
[null,1.5249999999999986,-4.371011452049857E-6,5.0755885997521684E-2,495.34163105584759,1.532204870618207,-4.371011452049857E-6,-4.371011452049857E-6,1.532204870618207]
[null,1.5499999999999985,-1.5894587098364489E-6,5.0768468021814575E-2,495.39311343009706,1.5322137134409428,-1.5894587098364489E-6,-1.5894587098364489E-6,1.5322137134409428]
[null,1.5749999999999984,-2.3841880647545516E-5,5.0781056285643444E-2,495.44462133490663,1.5322225209480154,-2.3841880647545516E-5,-2.3841880647545516E-5,1.5322225209480154]
[null,1.5999999999999983,4.3047840058068216E-5,5.0793650793650794E-2,495.49615478927205,1.5322312932087985,4.3047840058068216E-5,4.3047840058068216E-5,1.5322312932087985]
[null,1.6249999999999982,2.1060327905331921E-5,5.0806251550483753E-2,495.54771381220831,1.532240030293097,2.1060327905331921E-5,2.1060327905331921E-5,1.532240030293097]
[null,1.6499999999999981,1.8146320270632008E-5,5.0818858560794045E-2,495.59929842274897,1.5322487322711471,1.8146320270632008E-5,1.8146320270632008E-5,1.5322487322711471]
[null,1.674999999999998,7.6956292534577142E-5,5.0831471829238022E-2,495.65090863994664,1.532257399213615,7.6956292534577142E-5,7.6956292534577142E-5,1.532257399213615]
[null,1.699999999999998,3.4703181831427068E-5,5.0844091360476663E-2,495.70254448287278,1.5322660311915981,3.4703181831427068E-5,3.4703181831427068E-5,1.5322660311915981]
[null,1.7249999999999979,4.9008310219955605E-6,5.0856717159175564E-2,495.75420597061787,1.5322746282766224,4.9008310219955605E-6,4.9008310219955605E-6,1.5322746282766224]
[null,1.7499999999999978,-1.1788485431286425E-5,5.0869349230004968E-2,495.80589312229137,1.5322831905406447,-1.1788485431286425E-5,-1.1788485431286425E-5,1.5322831905406447]
[null,1.7749999999999977,-5.4041596134436506E-5,5.0881987577639752E-2,495.85760595702152,1.5322917180560494,-5.4041596134436506E-5,-5.4041596134436506E-5,1.5322917180560494]
[null,1.7999999999999976,-9.8016620439907517E-6,5.0894632206759445E-2,495.90934449395587,1.5323002108956509,-9.8016620439907517E-6,-9.8016620439907517E-6,1.5323002108956509]
[null,1.8249999999999975,1.6821771345768146E-5,5.0907283122048223E-2,495.96110875226077,1.5323086691326915,1.6821771345768146E-5,1.6821771345768146E-5,1.5323086691326915]
[null,1.8499999999999974,-3.3908452476509116E-5,5.0919940328194926E-2,496.01289875112172,1.5323170928408407,-3.3908452476509116E-5,-3.3908452476509116E-5,1.5323170928408407]
[null,1.8749999999999973,-6.2916073931022808E-5,5.0932603829893064E-2,496.06471450974345,1.5323254820941961,-6.2916073931022808E-5,-6.2916073931022808E-5,1.5323254820941961]
[null,1.8999999999999972,-5.8545062478972662E-5,5.0945273631840794E-2,496.11655604734949,1.5323338369672819,-5.8545062478972662E-5,-5.8545062478972662E-5,1.5323338369672819]
[null,1.9249999999999972,-2.4636610002463725E-5,5.095794973874098E-2,496.16842338318281,1.5323421575350487,-2.4636610002463725E-5,-2.4636610002463725E-5,1.5323421575350487]
[null,1.9499999999999971,-3.1391809519268247E-5,5.0970632155301142E-2,496.22031653650527,1.5323504438728728,-3.1391809519268247E-5,-3.1391809519268247E-5,1.5323504438728728]
[null,1.974999999999997,-5.046531403730446E-5,5.0983320886233509E-2,496.27223552659819,1.5323586960565563,-5.046531403730446E-5,-5.046531403730446E-5,1.5323586960565563]
[null,1.9999999999999969,-5.2939559203393771E-20,5.0996015936254982E-2,496.32418037276187,1.5323669141623257,-5.2939559203393771E-20,-5.2939559203393771E-20,1.5323669141623257]
[null,2.0249999999999968,-1.7748955593172703E-5,5.1008717310087173E-2,496.3761510943159,1.532375098266832,-1.7748955593172703E-5,-1.7748955593172703E-5,1.532375098266832]
[null,2.0499999999999967,-6.2783619038536277E-5,5.1021425012456399E-2,496.42814771059915,1.5323832484471498,-6.2783619038536277E-5,-6.2783619038536277E-5,1.5323832484471498]
[null,2.0749999999999966,-9.2718424740455496E-6,5.1034139048093695E-2,496.48017024096976,1.5323913647807772,-9.2718424740455496E-6,-9.2718424740455496E-6,1.5323913647807772]
[null,2.0999999999999965,3.6425095433749808E-5,5.1046859421734793E-2,496.53221870480513,1.5323994473456339,3.6425095433749808E-5,3.6425095433749808E-5,1.5323994473456339]
[null,2.1249999999999964,3.3775997584022795E-5,5.1059586138120172E-2,496.58429312150213,1.5324074962200627,3.3775997584022795E-5,3.3775997584022795E-5,1.5324074962200627]
[null,2.1499999999999964,2.4371700217491006E-5,5.1072319201995016E-2,496.63639351047675,1.5324155114828266,2.4371700217491006E-5,2.4371700217491006E-5,1.5324155114828266]
[null,2.1749999999999963,4.1855746025690806E-5,5.1085058618109254E-2,496.68851989116445,1.5324234932131096,4.1855746025690806E-5,4.1855746025690806E-5,1.5324234932131096]
[null,2.1999999999999962,7.8545751244413724E-5,5.1097804391217562E-2,496.74067228302016,1.5324314414905158,7.8545751244413724E-5,7.8545751244413724E-5,1.5324314414905158]
[null,2.2249999999999961,5.6028419521731915E-5,5.1110556526079362E-2,496.79285070551828,1.5324393563950682,5.6028419521731915E-5,5.6028419521731915E-5,1.5324393563950682]
[null,2.249999999999996,-5.298195699454468E-6,5.1123315027458809E-2,496.84505517815234,1.5324472380072085,-5.298195699454468E-6,-5.298195699454468E-6,1.5324472380072085]
[null,2.2749999999999959,-2.1325237690304403E-5,5.1136079900124844E-2,496.89728572043572,1.5324550864077964,-2.1325237690304403E-5,-2.1325237690304403E-5,1.5324550864077964]
[null,2.2999999999999958,-2.1457692582790856E-5,5.1148851148851149E-2,496.94954235190102,1.5324629016781079,-2.1457692582790856E-5,-2.1457692582790856E-5,1.5324629016781079]
[null,2.3249999999999957,-5.2849502102059239E-5,5.1161628778416186E-2,497.00182509210049,1.5324706838998365,-5.2849502102059239E-5,-5.2849502102059239E-5,1.5324706838998365]
[null,2.3499999999999956,-5.6160874414218188E-5,5.11744127936032E-2,497.05413396060595,1.53247843315509,-5.6160874414218188E-5,-5.6160874414218188E-5,1.53247843315509]
[null,2.3749999999999956,-3.1656719304240855E-5,5.1187203199200199E-2,497.10646897700866,1.5324861495263917,-3.1656719304240855E-5,-3.1656719304240855E-5,1.5324861495263917]
[null,2.3999999999999955,-2.2914696400140904E-5,5.1200000000000002E-2,497.15883016091959,1.5324938330966784,-2.2914696400140904E-5,-2.2914696400140904E-5,1.5324938330966784]
[null,2.4249999999999954,-2.5961158927327361E-5,5.1212803200800197E-2,497.21121753196923,1.5325014839492999,-2.5961158927327361E-5,-2.5961158927327361E-5,1.5325014839492999]
[null,2.4499999999999953,-3.1391809519268261E-5,5.1225612806403205E-2,497.26363110980782,1.5325091021680191,-3.1391809519268261E-5,-3.1391809519268261E-5,1.5325091021680191]
[null,2.4749999999999952,-1.6291951775822747E-5,5.1238428821616215E-2,497.31607091410518,1.5325166878370087,-1.6291951775822747E-5,-1.6291951775822747E-5,1.5325166878370087]
[null,2.4999999999999951,-4.0398742208340992E-5,5.1251251251251254E-2,497.3685369645508,1.5325242410408531,-4.0398742208340992E-5,-4.0398742208340992E-5,1.5325242410408531]
[null,2.524999999999995,-4.7683761295090774E-5,5.1264080100125155E-2,497.42102928085399,1.532531761864546,-4.7683761295090774E-5,-4.7683761295090774E-5,1.532531761864546]
[null,2.5499999999999949,-3.973646774590963E-6,5.1276915373059589E-2,497.47354788274367,1.5325392503934894,-3.973646774590963E-6,-3.973646774590963E-6,1.5325392503934894]
[null,2.5749999999999948,-3.5233001401372873E-5,5.1289757074881044E-2,497.52609278996869,1.5325467067134935,-3.5233001401372873E-5,-3.5233001401372873E-5,1.5325467067134935]
[null,2.5999999999999948,-6.900899898539537E-5,5.1302605210420842E-2,497.57866402229752,1.5325541309107746,-6.900899898539537E-5,-6.900899898539537E-5,1.5325541309107746]
[null,2.6249999999999947,-5.1392498284709201E-5,5.1315459784515162E-2,497.6312615995185,1.5325615230719549,-5.1392498284709201E-5,-5.1392498284709201E-5,1.5325615230719549]
[null,2.6499999999999946,1.3245489248635838E-6,5.1328320802005015E-2,497.68388554143985,1.532568883284062,1.3245489248635838E-6,1.3245489248635838E-6,1.532568883284062]
[null,2.6749999999999945,5.9207336941404638E-5,5.1341188267736274E-2,497.73653586788959,1.5325762116345263,5.9207336941404638E-5,5.9207336941404638E-5,1.5325762116345263]
[null,2.6999999999999944,4.9140765112440933E-5,5.1354062186559676E-2,497.78921259871572,1.5325835082111814,4.9140765112440933E-5,4.9140765112440933E-5,1.5325835082111814]
[null,2.7249999999999943,5.0995133607250055E-5,5.1366942563330825E-2,497.84191575378605,1.5325907731022621,5.0995133607250055E-5,5.0995133607250055E-5,1.5325907731022621]
[null,2.7499999999999942,8.7155319256027337E-5,5.1379829402910186E-2,497.89464535298839,1.5325980063964046,8.7155319256027337E-5,8.7155319256027337E-5,1.5325980063964046]
[null,2.7749999999999941,8.636058990110929E-5,5.1392722710163111E-2,497.94740141623043,1.5326052081826433,8.636058990110929E-5,8.636058990110929E-5,1.5326052081826433]
[null,2.799999999999994,6.5432716888263738E-5,5.1405622489959842E-2,498.00018396344001,1.5326123785504122,6.5432716888263738E-5,6.5432716888263738E-5,1.5326123785504122]
[null,2.824999999999994,5.642578419919104E-5,5.1418528747175493E-2,498.05299301456478,1.5326195175895416,5.642578419919104E-5,5.642578419919104E-5,1.5326195175895416]
[null,2.8499999999999939,6.3048528823509055E-5,5.1431441486690106E-2,498.10582858957264,1.5326266253902581,6.3048528823509055E-5,6.3048528823509055E-5,1.5326266253902581]
[null,2.8749999999999938,3.4438272046454399E-5,5.1444360713388593E-2,498.15869070845139,1.5326337020431831,3.4438272046454399E-5,3.4438272046454399E-5,1.5326337020431831]
[null,2.8999999999999937,7.9472935491823767E-7,5.1457286432160805E-2,498.21157939120894,1.5326407476393318,7.9472935491823767E-7,7.9472935491823767E-7,1.5326407476393318]
[null,2.9249999999999936,3.0067260594404727E-5,5.1470218647901481E-2,498.2644946578734,1.532647762270112,3.0067260594404727E-5,3.0067260594404727E-5,1.532647762270112]
[null,2.9499999999999935,6.4902897318318775E-6,5.1483157365510304E-2,498.31743652849292,1.5326547460273221,6.4902897318318775E-6,6.4902897318318775E-6,1.5326547460273221]
[null,2.9749999999999934,1.3245489248635442E-6,5.149610258989188E-2,498.37040502313596,1.532661699003151,1.3245489248635442E-6,1.3245489248635442E-6,1.532661699003151]
[null,2.9999999999999933,4.5961847692768101E-5,5.1509054325955733E-2,498.42340016189092,1.5326686212901759,4.5961847692768101E-5,4.5961847692768101E-5,1.5326686212901759]
[null,3.0249999999999932,-1.4702493065986312E-5,5.1522012578616355E-2,498.47642196486669,1.5326755129813616,-1.4702493065986312E-5,-1.4702493065986312E-5,1.5326755129813616]
[null,3.0499999999999932,-2.0398053442900032E-5,5.1534977352793158E-2,498.52947045219219,1.5326823741700588,-2.0398053442900032E-5,-2.0398053442900032E-5,1.5326823741700588]
[null,3.0749999999999931,7.9472935491817143E-6,5.1547948653410523E-2,498.5825456440167,1.5326892049500032,7.9472935491817143E-6,7.9472935491817143E-6,1.5326892049500032]
[null,3.099999999999993,-2.5166429572410068E-6,5.1560926485397784E-2,498.63564756050982,1.5326960054153131,-2.5166429572410068E-6,-2.5166429572410068E-6,1.5326960054153131]
[null,3.1249999999999929,1.6689316453281774E-5,5.1573910853689245E-2,498.68877622186142,1.5327027756604898,1.6689316453281774E-5,1.6689316453281774E-5,1.5327027756604898]
[null,3.1499999999999928,-1.4570038173499966E-5,5.1586901763224183E-2,498.74193164828171,1.5327095157804145,-1.4570038173499966E-5,-1.4570038173499966E-5,1.5327095157804145]
[null,3.1749999999999927,-1.2450759893718131E-5,5.1599899218946838E-2,498.79511386000127,1.5327162258703475,-1.2450759893718131E-5,-1.2450759893718131E-5,1.5327162258703475]
[null,3.1999999999999926,-1.3377944141122689E-5,5.1612903225806452E-2,498.84832287727107,1.5327229060259266,-1.3377944141122689E-5,-1.3377944141122689E-5,1.5327229060259266]
[null,3.2249999999999925,-3.8279463928559161E-5,5.1625913788757249E-2,498.90155872036257,1.5327295563431669,-3.8279463928559161E-5,-3.8279463928559161E-5,1.5327295563431669]
[null,3.2499999999999925,-2.5298884464895618E-5,5.1638930912758445E-2,498.95482140956756,1.5327361769184566,-2.5298884464895618E-5,-2.5298884464895618E-5,1.5327361769184566]
[null,3.2749999999999924,-4.3975024305472773E-5,5.1651954602774275E-2,499.0081109651984,1.5327427678485583,-4.3975024305472773E-5,-4.3975024305472773E-5,1.5327427678485583]
[null,3.2999999999999923,-9.2718424740463708E-7,5.1664984863773966E-2,499.06142740758787,1.532749329230606,-9.2718424740463708E-7,-9.2718424740463708E-7,1.532749329230606]
[null,3.3249999999999922,4.7683761295090896E-5,5.1678021700731769E-2,499.11477075708933,1.5327558611621035,4.7683761295090896E-5,4.7683761295090896E-5,1.5327558611621035]
[null,3.3499999999999921,-3.7087369896180452E-6,5.1691065118626957E-2,499.16814103407665,1.5327623637409236,-3.7087369896180452E-6,-3.7087369896180452E-6,1.5327623637409236]
[null,3.374999999999992,-1.7616500700686359E-5,5.1704115122443828E-2,499.22153825894429,1.5327688370653054,-1.7616500700686359E-5,-1.7616500700686359E-5,1.5327688370653054]
[null,3.3999999999999919,5.7088058661622644E-5,5.1717171717171717E-2,499.27496245210733,1.5327752812338544,5.7088058661622644E-5,5.7088058661622644E-5,1.5327752812338544]
[null,3.4249999999999918,5.2717047209572708E-5,5.1730234907805005E-2,499.32841363400144,1.5327816963455383,5.2717047209572708E-5,5.2717047209572708E-5,1.5327816963455383]
[null,3.4499999999999917,-9.8016620439909093E-6,5.1743304699343101E-2,499.38189182508296,1.532788082499688,-9.8016620439909093E-6,-9.8016620439909093E-6,1.532788082499688]
[null,3.4749999999999917,5.6028419521731976E-5,5.1756381096790496E-2,499.43539704582889,1.5327944397959943,5.6028419521731976E-5,5.6028419521731976E-5,1.5327944397959943]
[null,3.4999999999999916,7.7088747427063659E-5,5.1769464105156725E-2,499.48892931673703,1.5328007683345066,7.7088747427063659E-5,7.7088747427063659E-5,1.5328007683345066]
[null,3.5249999999999915,3.4438272046454848E-6,5.1782553729456386E-2,499.54248865832574,1.532807068215631,3.4438272046454848E-6,3.4438272046454848E-6,1.532807068215631]
[null,3.5499999999999914,2.7815527422136598E-5,5.1795649974709153E-2,499.59607509113425,1.5328133395401293,2.7815527422136598E-5,2.7815527422136598E-5,1.5328133395401293]
[null,3.5749999999999913,4.6226757477740824E-5,5.180875284593979E-2,499.64968863572261,1.5328195824091158,4.6226757477740824E-5,4.6226757477740824E-5,1.5328195824091158]
[null,3.5999999999999912,2.0530508335386193E-5,5.1821862348178135E-2,499.7033293126716,1.5328257969240566,2.0530508335386193E-5,2.0530508335386193E-5,1.5328257969240566]
[null,3.6249999999999911,4.3577659628013574E-5,5.1834978486459127E-2,499.75699714258286,1.5328319831867683,4.3577659628013574E-5,4.3577659628013574E-5,1.5328319831867683]
[null,3.649999999999991,2.6623433389759321E-5,5.1848101265822788E-2,499.81069214607891,1.5328381412994139,2.6623433389759321E-5,2.6623433389759321E-5,1.5328381412994139]
[null,3.6749999999999909,-8.4771131191270214E-6,5.1861230691314257E-2,499.86441434380305,1.5328442713645036,-8.4771131191270214E-6,-8.4771131191270214E-6,1.5328442713645036]
[null,3.6999999999999909,1.7086681130740814E-5,5.1874366767983786E-2,499.91816375641969,1.5328503734848913,1.7086681130740814E-5,1.7086681130740814E-5,1.5328503734848913]
[null,3.7249999999999908,7.41747397923617E-6,5.1887509500886747E-2,499.97194040461403,1.5328564477637725,7.41747397923617E-6,7.41747397923617E-6,1.5328564477637725]
[null,3.7499999999999907,-3.0464625271864189E-6,5.1900658895083628E-2,500.02574430909232,1.5328624943046842,-3.0464625271864189E-6,-3.0464625271864189E-6,1.5328624943046842]
[null,3.7749999999999906,1.1258665861340933E-5,5.1913814955640049E-2,500.0795754905817,1.5328685132115003,1.1258665861340933E-5,1.1258665861340933E-5,1.5328685132115003]
[null,3.7999999999999905,-2.9934805701918379E-5,5.1926977687626774E-2,500.13343396983055,1.5328745045884316,-2.9934805701918379E-5,-2.9934805701918379E-5,1.5328745045884316]
[null,3.8249999999999904,-6.0399430973781824E-5,5.1940147096119708E-2,500.18731976760802,1.5328804685400228,-6.0399430973781824E-5,-6.0399430973781824E-5,1.5328804685400228]
[null,3.8499999999999903,-4.2253110703150162E-5,5.1953323186199898E-2,500.24123290470448,1.5328864051711513,-4.2253110703150162E-5,-4.2253110703150162E-5,1.5328864051711513]
[null,3.8749999999999902,-1.6954226238254544E-5,5.1966505962953567E-2,500.29517340193138,1.5328923145870244,-1.6954226238254544E-5,-1.6954226238254544E-5,1.5328923145870244]
[null,3.8999999999999901,-3.6557550326236522E-5,5.197969543147208E-2,500.34914128012139,1.5328981968931772,-3.6557550326236522E-5,-3.6557550326236522E-5,1.5328981968931772]
[null,3.9249999999999901,-9.6824526407532032E-5,5.1992891596851991E-2,500.40313656012819,1.5329040521954709,-9.6824526407532032E-5,-9.6824526407532032E-5,1.5329040521954709]
[null,3.94999999999999,-8.9274597535809027E-5,5.2006094464195025E-2,500.45715926282674,1.5329098806000907,-8.9274597535809027E-5,-8.9274597535809027E-5,1.5329098806000907]
[null,3.9749999999999899,-3.6690005218722843E-5,5.2019304038608077E-2,500.51120940911312,1.532915682213543,-3.6690005218722843E-5,-3.6690005218722843E-5,1.532915682213543]
[null,3.9999999999999898,-4.7816216187577244E-5,5.2032520325203252E-2,500.5652870199047,1.5329214571426539,-4.7816216187577244E-5,-4.7816216187577244E-5,1.5329214571426539]
[null,4.0249999999999897,-4.0928561778286357E-5,5.2045743329097838E-2,500.61939211614015,1.5329272054945668,-4.0928561778286357E-5,-4.0928561778286357E-5,1.5329272054945668]
[null,4.0499999999999901,-5.2981956994545739E-6,5.2058973055414334E-2,500.67352471877945,1.5329329273767403,-5.2981956994545739E-6,-5.2981956994545739E-6,1.5329329273767403]
[null,4.0749999999999904,-3.947155796093657E-5,5.2072209509280445E-2,500.72768484880368,1.5329386228969448,-3.947155796093657E-5,-3.947155796093657E-5,1.5329386228969448]
[null,4.0999999999999908,-5.8412607586486564E-5,5.2085452695829093E-2,500.78187252721557,1.5329442921632619,-5.8412607586486564E-5,-5.8412607586486564E-5,1.5329442921632619]
[null,4.1249999999999911,-5.2717047209572674E-5,5.2098702620198424E-2,500.836087775039,1.5329499352840814,-5.2717047209572674E-5,-5.2717047209572674E-5,1.5329499352840814]
[null,4.1499999999999915,-2.9669895916945209E-5,5.2111959287531803E-2,500.89033061331929,1.5329555523680984,-2.9669895916945209E-5,-2.9669895916945209E-5,1.5329555523680984]
[null,4.1749999999999918,-1.1920940323771579E-6,5.2125222702977855E-2,500.94460106312334,1.532961143524312,-1.1920940323771579E-6,-1.1920940323771579E-6,1.532961143524312]
[null,4.1999999999999922,-2.9537441024459183E-5,5.213849287169043E-2,500.99889914553927,1.5329667088620218,-2.9537441024459183E-5,-2.9537441024459183E-5,1.5329667088620218]
[null,4.2249999999999925,1.9868233872954379E-5,5.2151769798828622E-2,501.05322488167684,1.5329722484908261,1.9868233872954379E-5,1.9868233872954379E-5,1.5329722484908261]
[null,4.2499999999999929,6.4505532640859173E-5,5.2165053489556801E-2,501.10757829266726,1.5329777625206198,6.4505532640859173E-5,6.4505532640859173E-5,1.5329777625206198]
[null,4.2749999999999932,2.0927873012845603E-5,5.2178343949044588E-2,501.16195939966326,1.5329832510615911,2.0927873012845603E-5,2.0927873012845603E-5,1.5329832510615911]
[null,4.2999999999999936,3.2318993766672805E-5,5.2191641182466872E-2,501.2163682238392,1.5329887142242193,3.2318993766672805E-5,3.2318993766672805E-5,1.5329887142242193]
[null,4.324999999999994,2.1722602367763549E-5,5.2204945195003821E-2,501.2708047863909,1.5329941521192729,2.1722602367763549E-5,2.1722602367763549E-5,1.5329941521192729]
[null,4.3499999999999943,6.0929250543726523E-6,5.2218255991840899E-2,501.32526910853602,1.5329995648578065,6.0929250543726523E-6,6.0929250543726523E-6,1.5329995648578065]
[null,4.3749999999999947,3.5630366078832019E-5,5.2231573578168836E-2,501.37976121151365,1.5330049525511578,3.5630366078832019E-5,3.5630366078832019E-5,1.5330049525511578]
[null,4.399999999999995,2.1192782797818241E-5,5.2244897959183675E-2,501.4342811165846,1.5330103153109456,2.1192782797818241E-5,2.1192782797818241E-5,1.5330103153109456]
[null,4.4249999999999954,2.1987512152736454E-5,5.2258229140086758E-2,501.48882884503143,1.5330156532490675,2.1987512152736454E-5,2.1987512152736454E-5,1.5330156532490675]
[null,4.4499999999999957,5.8942427156431882E-5,5.2271567126084738E-2,501.5434044181585,1.5330209664776966,5.8942427156431882E-5,5.8942427156431882E-5,1.5330209664776966]
[null,4.4749999999999961,6.4373077748372683E-5,5.2284911922389585E-2,501.59800785729169,1.5330262551092786,6.4373077748372683E-5,6.4373077748372683E-5,1.5330262551092786]
[null,4.4999999999999964,2.8477801884568118E-5,5.2298263534218591E-2,501.65263918377894,1.5330315192565303,2.8477801884568118E-5,2.8477801884568118E-5,1.5330315192565303]
[null,4.5249999999999968,4.1061016670773762E-6,5.2311621966794383E-2,501.70729841898981,1.5330367590324352,4.1061016670773762E-6,4.1061016670773762E-6,1.5330367590324352]
[null,4.5499999999999972,-9.1393875815590187E-6,5.2324987225344913E-2,501.76198558431565,1.5330419745502428,-9.1393875815590187E-6,-9.1393875815590187E-6,1.5330419745502428]
[null,4.5749999999999975,-3.5762820971318394E-5,5.23383593151035E-2,501.81670070117002,1.5330471659234635,-3.5762820971318394E-5,-3.5762820971318394E-5,1.5330471659234635]
[null,4.5999999999999979,1.0066571828963841E-5,5.2351738241308794E-2,501.871443790988,1.5330523332658674,1.0066571828963841E-5,1.0066571828963841E-5,1.5330523332658674]
[null,4.6249999999999982,4.2253110703150162E-5,5.236512400920481E-2,501.92621487522672,1.5330574766914815,4.2253110703150162E-5,4.2253110703150162E-5,1.5330574766914815]
[null,4.6499999999999986,-2.2782241507654586E-5,5.2378516624040923E-2,501.98101397536527,1.5330625963145854,-2.2782241507654586E-5,-2.2782241507654586E-5,1.5330625963145854]
[null,4.6749999999999989,-5.867751737145905E-5,5.2391916091071883E-2,502.03584111290479,1.53306769224971,-5.867751737145905E-5,-5.867751737145905E-5,1.53306769224971]
[null,4.6999999999999993,-5.2054772747141212E-5,5.2405322415557828E-2,502.09069630936835,1.5330727646116333,-5.2054772747141212E-5,-5.2054772747141212E-5,1.5330727646116333]
[null,4.7249999999999996,-1.4040218603554606E-5,5.241873560276427E-2,502.1455795863011,1.5330778135153791,-1.4040218603554606E-5,-1.4040218603554606E-5,1.5330778135153791]
[null,4.75,6.4902897318318512E-6,5.243215565796211E-2,502.20049096527009,1.5330828390762121,6.4902897318318512E-6,6.4902897318318512E-6,1.5330828390762121]
[null,4.7750000000000004,-3.9471557960936143E-5,5.2445582586427654E-2,502.2554304678647,1.5330878414096358,-3.9471557960936143E-5,-3.9471557960936143E-5,1.5330878414096358]
[null,4.8000000000000007,-4.7286396617631832E-5,5.2459016393442623E-2,502.31039811569627,1.5330928206313901,-4.7286396617631832E-5,-4.7286396617631832E-5,1.5330928206313901]
[null,4.8250000000000011,-9.934116936477574E-6,5.2472457084294134E-2,502.3653939303984,1.533097776857447,-9.934116936477574E-6,-9.934116936477574E-6,1.533097776857447]
[null,4.8500000000000014,9.934116936477203E-6,5.2485904664274732E-2,502.42041793362677,1.533102710204008,9.934116936477203E-6,9.934116936477203E-6,1.533102710204008]
[null,4.8750000000000018,-5.1657408069680421E-6,5.2499359138682387E-2,502.4754701470593,1.5331076207875018,-5.1657408069680421E-6,-5.1657408069680421E-6,1.5331076207875018]
[null,4.9000000000000021,-5.2981956994545739E-6,5.251282051282051E-2,502.53055059239614,1.5331125087245796,-5.2981956994545739E-6,-5.2981956994545739E-6,1.5331125087245796]
[null,4.9250000000000025,4.1988200918177391E-5,5.2526288791997951E-2,502.58565929135978,1.5331173741321134,4.1988200918177391E-5,4.1988200918177391E-5,1.5331173741321134]
[null,4.9500000000000028,3.1259354626781926E-5,5.2539763981528986E-2,502.6407962656948,1.5331222171271917,3.1259354626781926E-5,3.1259354626781926E-5,1.5331222171271917]
[null,4.9750000000000032,-6.0929250543727057E-6,5.2553246086733382E-2,502.69596153716833,1.5331270378271169,-6.0929250543727057E-6,-6.0929250543727057E-6,1.5331270378271169]
[null,5.0000000000000036,9.5367522590181897E-6,5.2566735112936344E-2,502.75115512756969,1.533131836349402,9.5367522590181897E-6,9.5367522590181897E-6,1.533131836349402]
[null,5.0250000000000039,1.443758328101354E-5,5.2580231065468552E-2,502.80637705871072,1.5331366128117665,1.443758328101354E-5,1.443758328101354E-5,1.5331366128117665]
[null,5.0500000000000043,5.8280152694000919E-6,5.2593733949666155E-2,502.8616273524255,1.533141367332135,5.8280152694000919E-6,5.8280152694000919E-6,1.533141367332135]
[null,5.0750000000000046,4.5034663445364946E-6,5.2607243770870796E-2,502.91690603057066,1.5331461000286311,4.5034663445364946E-6,4.5034663445364946E-6,1.5331461000286311]
[null,5.100000000000005,-9.4042973665318705E-6,5.26207605344296E-2,502.97221311502528,1.5331508110195768,-9.4042973665318705E-6,-9.4042973665318705E-6,1.5331508110195768]
[null,5.1250000000000053,-1.3245489248636368E-5,5.2634284245695197E-2,503.02754862769081,1.5331555004234871,-1.3245489248636368E-5,-1.3245489248636368E-5,1.5331555004234871]
[null,5.1500000000000057,5.2981956994545739E-6,5.2647814910025709E-2,503.08291259049145,1.5331601683590672,5.2981956994545739E-6,5.2981956994545739E-6,1.5331601683590672]
[null,5.175000000000006,1.8013865378145528E-5,5.2661352532784776E-2,503.13830502537371,1.5331648149452097,1.8013865378145528E-5,1.8013865378145528E-5,1.5331648149452097]
[null,5.2000000000000064,1.8146320270631771E-5,5.2674897119341563E-2,503.19372595430684,1.5331694403009899,1.8146320270631771E-5,1.8146320270631771E-5,1.5331694403009899]
[null,5.2250000000000068,4.1723291133204723E-5,5.2688448675070748E-2,503.24917539928265,1.5331740445456634,4.1723291133204723E-5,4.1723291133204723E-5,1.5331740445456634]
[null,5.2500000000000071,5.53661450593001E-5,5.270200720535255E-2,503.30465338231556,1.5331786277986614,5.53661450593001E-5,5.53661450593001E-5,1.5331786277986614]
[null,5.2750000000000075,-6.622744624319706E-7,5.2715572715572714E-2,503.3601599254427,1.5331831901795885,-6.622744624319706E-7,-6.622744624319706E-7,1.5331831901795885]
[null,5.3000000000000078,-2.423924532500458E-5,5.2729145211122555E-2,503.41569505072391,1.5331877318082177,-2.423924532500458E-5,-2.423924532500458E-5,1.5331877318082177]
[null,5.3250000000000082,8.6095680116137116E-6,5.2742724697398921E-2,503.47125878024167,1.5331922528044879,8.6095680116137116E-6,8.6095680116137116E-6,1.5331922528044879]
[null,5.3500000000000085,-1.5629677313391133E-5,5.2756311179804227E-2,503.52685113610124,1.5331967532884991,-1.5629677313391133E-5,-1.5629677313391133E-5,1.5331967532884991]
[null,5.3750000000000089,-3.629264054126367E-5,5.276990466374646E-2,503.58247214043075,1.5332012333805101,-3.629264054126367E-5,-3.629264054126367E-5,1.5332012333805101]
[null,5.4000000000000092,1.4570038173498906E-6,5.2783505154639178E-2,503.638121815381,1.5332056932009333,1.4570038173498906E-6,1.4570038173498906E-6,1.5332056932009333]
[null,5.4250000000000096,4.2385565595638284E-6,5.2797112657901518E-2,503.6938001831258,1.5332101328703318,4.2385565595638284E-6,4.2385565595638284E-6,1.5332101328703318]
[null,5.4500000000000099,-1.4040218603554527E-5,5.2810727178958225E-2,503.74950726586167,1.5332145525094156,-1.4040218603554527E-5,-1.4040218603554527E-5,1.5332145525094156]
[null,5.4750000000000103,3.973646774591453E-7,5.2824348723239621E-2,503.80524308580817,1.5332189522390371,3.973646774591453E-7,3.973646774591453E-7,1.5332189522390371]
[null,5.5000000000000107,9.4042973665317638E-6,5.2837977296181629E-2,503.86100766520769,1.5332233321801889,9.4042973665317638E-6,9.4042973665317638E-6,1.5332233321801889]
[null,5.525000000000011,7.5499288717224375E-6,5.2851612903225806E-2,503.91680102632557,1.5332276924539971,7.5499288717224375E-6,7.5499288717224375E-6,1.5332276924539971]
[null,5.5500000000000114,3.7087369896182044E-6,5.2865255549819308E-2,503.97262319145023,1.5332320331817202,3.7087369896182044E-6,3.7087369896182044E-6,1.5332320331817202]
[null,5.5750000000000117,1.4570038173501024E-6,5.2878905241414927E-2,504.02847418289309,1.5332363544847438,1.4570038173501024E-6,1.4570038173501024E-6,1.5332363544847438]
[null,5.6000000000000121,1.0199026721450162E-5,5.2892561983471073E-2,504.08435402298852,1.5332406564845762,1.0199026721450162E-5,1.0199026721450162E-5,1.5332406564845762]
[null,5.6250000000000124,-1.2583214786204477E-5,5.2906225781451821E-2,504.14026273409411,1.5332449393028456,-1.2583214786204477E-5,-1.2583214786204477E-5,1.5332449393028456]
[null,5.6500000000000128,-3.814700903607284E-5,5.2919896640826872E-2,504.19620033859042,1.5332492030612952,-3.814700903607284E-5,-3.814700903607284E-5,1.5332492030612952]
[null,5.6750000000000131,-1.7351590915713666E-5,5.2933574567071595E-2,504.25216685888125,1.5332534478817799,-1.7351590915713666E-5,-1.7351590915713666E-5,1.5332534478817799]
[null,5.7000000000000135,-1.231830500123181E-5,5.294725956566701E-2,504.30816231739357,1.5332576738862604,-1.231830500123181E-5,-1.231830500123181E-5,1.5332576738862604]
[null,5.7250000000000139,-3.404090736899541E-5,5.2960951642099817E-2,504.36418673657744,1.5332618811968015,-3.404090736899541E-5,-3.404090736899541E-5,1.5332618811968015]
[null,5.7500000000000142,-5.6293329306704638E-5,5.2974650801862387E-2,504.42024013890625,1.5332660699355662,-5.6293329306704638E-5,-5.6293329306704638E-5,1.5332660699355662]
[null,5.7750000000000146,-5.7352968446595428E-5,5.2988357050452781E-2,504.47632254687664,1.5332702402248124,-5.7352968446595428E-5,-5.7352968446595428E-5,1.5332702402248124]
[null,5.8000000000000149,-3.1391809519268267E-5,5.3002070393374741E-2,504.5324339830085,1.5332743921868883,-3.1391809519268267E-5,-3.1391809519268267E-5,1.5332743921868883]
[null,5.8250000000000153,-3.8279463928559249E-5,5.3015790836137715E-2,504.58857446984507,1.5332785259442274,-3.8279463928559249E-5,-3.8279463928559249E-5,1.5332785259442274]
[null,5.8500000000000156,-3.8544373713531721E-5,5.302951838425686E-2,504.64474402995296,1.5332826416193461,-3.8544373713531721E-5,-3.8544373713531721E-5,1.5332826416193461]
[null,5.875000000000016,-3.7087369896182438E-6,5.3043253043253046E-2,504.70094268592203,1.5332867393348377,-3.7087369896182438E-6,-3.7087369896182438E-6,1.5332867393348377]
[null,5.9000000000000163,2.1590147475277333E-5,5.305699481865285E-2,504.75717046036573,1.5332908192133683,2.1590147475277333E-5,2.1590147475277333E-5,1.5332908192133683]
[null,5.9250000000000167,2.3974335540031755E-5,5.3070743715988598E-2,504.81342737592075,1.5332948813776732,2.3974335540031755E-5,2.3974335540031755E-5,1.5332948813776732]
[null,5.9500000000000171,7.4174739792362759E-6,5.308449974079834E-2,504.86971345524751,1.5332989259505518,7.4174739792362759E-6,7.4174739792362759E-6,1.5332989259505518]
[null,5.9750000000000174,1.1126210968854665E-5,5.3098262898625875E-2,504.9260287210297,1.5333029530548634,1.1126210968854665E-5,1.1126210968854665E-5,1.5333029530548634]
[null,6.0000000000000178,7.6823837642090218E-6,5.3112033195020746E-2,504.98237319597467,1.5333069628135223,7.6823837642090218E-6,7.6823837642090218E-6,1.5333069628135223]
[null,6.0250000000000181,-8.0797484416682994E-6,5.3125810635538263E-2,505.03874690281322,1.5333109553494939,-8.0797484416682994E-6,-8.0797484416682994E-6,1.5333109553494939]
[null,6.0500000000000185,-2.9140076346999668E-6,5.3139595225739494E-2,505.09514986429986,1.5333149307857898,-2.9140076346999668E-6,-2.9140076346999668E-6,1.5333149307857898]
[null,6.0750000000000188,3.7087369896183103E-6,5.3153386971191277E-2,505.1515821032126,1.5333188892454634,3.7087369896183103E-6,3.7087369896183103E-6,1.5333188892454634]
[null,6.1000000000000192,1.2715669678690983E-5,5.3167185877466251E-2,505.20804364235329,1.5333228308516049,1.2715669678690983E-5,1.2715669678690983E-5,1.5333228308516049]
[null,6.1250000000000195,1.4305128388527192E-5,5.3180991950142822E-2,505.26453450454733,1.5333267557273371,1.4305128388527192E-5,1.4305128388527192E-5,1.5333267557273371]
[null,6.1500000000000199,2.3444515970086424E-5,5.3194805194805198E-2,505.32105471264373,1.5333306639958104,2.3444515970086424E-5,2.3444515970086424E-5,1.5333306639958104]
[null,6.1750000000000203,3.072953505683646E-5,5.3208625617043391E-2,505.37760428951543,1.5333345557801985,3.072953505683646E-5,3.072953505683646E-5,1.5333345557801985]
[null,6.2000000000000206,2.0927873012845576E-5,5.3222453222453225E-2,505.43418325805914,1.5333384312036931,2.0927873012845576E-5,2.0927873012845576E-5,1.5333384312036931]
[null,6.225000000000021,1.8013865378145372E-5,5.3236288016636338E-2,505.4907916411953,1.5333422903894991,1.8013865378145372E-5,1.8013865378145372E-5,1.5333422903894991]
[null,6.2500000000000213,8.0797484416681402E-6,5.3250130005200208E-2,505.54742946186815,1.5333461334608309,8.0797484416681402E-6,8.0797484416681402E-6,1.5333461334608309]
[null,6.2750000000000217,1.3907763711068206E-5,5.3263979193758131E-2,505.60409674304594,1.533349960540906,1.3907763711068206E-5,1.3907763711068206E-5,1.533349960540906]
[null,6.300000000000022,4.1988200918177419E-5,5.3277835587929243E-2,505.66079350772071,1.5333537717529413,4.1988200918177419E-5,4.1988200918177419E-5,1.5333537717529413]
[null,6.3250000000000224,5.1392498284709262E-5,5.3291699193338538E-2,505.71751977890841,1.5333575672201474,5.1392498284709262E-5,5.1392498284709262E-5,1.5333575672201474]
[null,6.3500000000000227,4.2915385165581841E-5,5.3305570015616865E-2,505.77427557964904,1.5333613470657239,4.2915385165581841E-5,4.2915385165581841E-5,1.5333613470657239]
[null,6.3750000000000231,6.2651164146049909E-5,5.331944806040094E-2,505.8310609330066,1.533365111412855,6.2651164146049909E-5,6.2651164146049909E-5,1.533365111412855]
[null,6.4000000000000234,7.9870300169277407E-5,5.3333333333333337E-2,505.887875862069,1.5333688603847038,7.9870300169277407E-5,7.9870300169277407E-5,1.5333688603847038]
[null,6.4250000000000238,4.7816216187577528E-5,5.3347225840062518E-2,505.94472038994832,1.5333725941044072,4.7816216187577528E-5,4.7816216187577528E-5,1.5333725941044072]
[null,6.4500000000000242,3.4835636723913518E-5,5.3361125586242834E-2,506.00159453978068,1.5333763126950715,3.4835636723913518E-5,3.4835636723913518E-5,1.5333763126950715]
[null,6.4750000000000245,6.2253799468590601E-5,5.337503257753453E-2,506.05849833472632,1.5333800162797662,6.2253799468590601E-5,6.2253799468590601E-5,1.5333800162797662]
[null,6.5000000000000249,5.9472246726377395E-5,5.3388946819603753E-2,506.11543179796968,1.5333837049815202,5.9472246726377395E-5,5.9472246726377395E-5,1.5333837049815202]
[null,6.5250000000000252,3.8279463928559269E-5,5.3402868318122555E-2,506.17239495271923,1.5333873789233157,3.8279463928559269E-5,3.8279463928559269E-5,1.5333873789233157]
[null,6.5500000000000256,5.5498599951786401E-5,5.341679707876891E-2,506.22938782220785,1.5333910382280829,5.5498599951786401E-5,5.5498599951786401E-5,1.5333910382280829]
[null,6.5750000000000259,2.9669895916945768E-5,5.3430733107226715E-2,506.28641042969258,1.5333946830186955,2.9669895916945768E-5,2.9669895916945768E-5,1.5333946830186955]
[null,6.6000000000000263,-3.4173362261481866E-5,5.3444676409185807E-2,506.34346279845465,1.533398313417965,-3.4173362261481866E-5,-3.4173362261481866E-5,1.533398313417965]
[null,6.6250000000000266,-1.8941049625550404E-5,5.3458626990341949E-2,506.40054495179976,1.5334019295486352,-1.8941049625550404E-5,-1.8941049625550404E-5,1.5334019295486352]
[null,6.650000000000027,2.6490978497261354E-7,5.3472584856396867E-2,506.45765691305786,1.5334055315333766,2.6490978497261354E-7,2.6490978497261354E-7,1.5334055315333766]
[null,6.6750000000000274,1.3245489248639941E-7,5.3486550013058243E-2,506.51479870558325,1.5334091194947823,1.3245489248639941E-7,1.3245489248639941E-7,1.5334091194947823]
[null,6.7000000000000277,3.2583903551645494E-5,5.3500522466039709E-2,506.5719703527547,1.5334126935553611,3.2583903551645494E-5,3.2583903551645494E-5,1.5334126935553611]
[null,6.7250000000000281,1.4040218603554764E-5,5.3514502221060883E-2,506.62917187797535,1.5334162538375331,1.4040218603554764E-5,1.4040218603554764E-5,1.5334162538375331]
[null,6.7500000000000284,-3.0994444841809047E-5,5.3528489283847361E-2,506.68640330467287,1.5334198004636233,-3.0994444841809047E-5,-3.0994444841809047E-5,1.5334198004636233]
[null,6.7750000000000288,3.973646774591453E-7,5.3542483660130716E-2,506.7436646562993,1.5334233335558565,3.973646774591453E-7,3.973646774591453E-7,1.5334233335558565]
[null,6.8000000000000291,5.4041596134436269E-5,5.3556485355648532E-2,506.80095595633145,1.5334268532363529,5.4041596134436269E-5,5.4041596134436269E-5,1.5334268532363529]
[null,6.8250000000000295,3.2054083981699682E-5,5.357049437614439E-2,506.85827722827054,1.5334303596271199,3.2054083981699682E-5,3.2054083981699682E-5,1.5334303596271199]
[null,6.8500000000000298,-1.4834947958472604E-5,5.3584510727367869E-2,506.9156284956423,1.5334338528500491,-1.4834947958472604E-5,-1.4834947958472604E-5,1.5334338528500491]
[null,6.8750000000000302,-4.2385565595634311E-6,5.3598534415074589E-2,506.97300978199729,1.5334373330269089,-4.2385565595634311E-6,-4.2385565595634311E-6,1.5334373330269089]
[null,6.9000000000000306,1.0331481613936164E-5,5.3612565445026177E-2,507.03042111091054,1.53344080027934,1.0331481613936164E-5,1.0331481613936164E-5,1.53344080027934]
[null,6.9250000000000309,3.708736989618257E-6,5.362660382299031E-2,507.08786250598189,1.5334442547288489,3.708736989618257E-6,3.708736989618257E-6,1.5334442547288489]
[null,6.9500000000000313,1.0728846291395442E-5,5.3640649554740703E-2,507.14533399083592,1.5334476964968018,1.0728846291395442E-5,1.0728846291395442E-5,1.5334476964968018]
[null,6.9750000000000316,-5.5631054844273198E-6,5.3654702646057116E-2,507.20283558912189,1.5334511257044203,-5.5631054844273198E-6,-5.5631054844273198E-6,1.5334511257044203]
[null,7.000000000000032,-2.3576970862572796E-5,5.3668763102725364E-2,507.26036732451388,1.5334545424727739,-2.3576970862572796E-5,-2.3576970862572796E-5,1.5334545424727739]
[null,7.0250000000000323,-3.9736467745905268E-6,5.3682830930537349E-2,507.31792922071077,1.5334579469227754,-3.9736467745905268E-6,-3.9736467745905268E-6,1.5334579469227754]
[null,7.0500000000000327,-6.6227446243194413E-7,5.3696906135291031E-2,507.37552130143638,1.5334613391751741,-6.6227446243194413E-7,-6.6227446243194413E-7,1.5334613391751741]
[null,7.075000000000033,-4.2385565595636962E-6,5.3710988722790454E-2,507.43314359043927,1.5334647193505502,-4.2385565595636962E-6,-4.2385565595636962E-6,1.5334647193505502]
[null,7.1000000000000334,4.1061016670774287E-6,5.3725078698845748E-2,507.49079611149307,1.5334680875693092,4.1061016670774287E-6,4.1061016670774287E-6,1.5334680875693092]
[null,7.1250000000000338,-9.2718424740457089E-6,5.3739176069273156E-2,507.54847888839629,1.5334714439516755,-9.2718424740457089E-6,-9.2718424740457089E-6,1.5334714439516755]
[null,7.1500000000000341,-1.9073504518036406E-5,5.3753280839895015E-2,507.60619194497241,1.5334747886176858,-1.9073504518036406E-5,-1.9073504518036406E-5,1.5334747886176858]
[null,7.1750000000000345,-1.4570038173499171E-6,5.3767393016539773E-2,507.66393530506997,1.5334781216871844,-1.4570038173499171E-6,-1.4570038173499171E-6,1.5334781216871844]
[null,7.2000000000000348,-8.8744777965864837E-6,5.378151260504202E-2,507.72170899256258,1.5334814432798163,-8.8744777965864837E-6,-8.8744777965864837E-6,1.5334814432798163]
[null,7.2250000000000352,-4.3710114520499366E-6,5.3795639611242445E-2,507.77951303134881,1.5334847535150202,-4.3710114520499366E-6,-4.3710114520499366E-6,1.5334847535150202]
[null,7.2500000000000355,4.0398742208341128E-5,5.3809774040987912E-2,507.83734744535252,1.5334880525120245,4.0398742208341128E-5,4.0398742208341128E-5,1.5334880525120245]
[null,7.2750000000000359,2.7285707852190817E-5,5.3823915900131407E-2,507.89521225852252,1.5334913403898389,2.7285707852190817E-5,2.7285707852190817E-5,1.5334913403898389]
[null,7.3000000000000362,-2.7815527422135934E-6,5.3838065194532068E-2,507.95310749483303,1.5334946172672492,-2.7815527422135934E-6,-2.7815527422135934E-6,1.5334946172672492]
[null,7.3250000000000366,-8.3446582266408073E-6,5.3852221930055219E-2,508.01103317828336,1.5334978832628112,-8.3446582266408073E-6,-8.3446582266408073E-6,1.5334978832628112]
[null,7.3500000000000369,-1.2848124571177197E-5,5.3866386112572329E-2,508.06898933289801,1.5335011384948438,-1.2848124571177197E-5,-1.2848124571177197E-5,1.5335011384948438]
[null,7.3750000000000373,-2.1722602367763681E-5,5.3880557747961064E-2,508.12697598272689,1.5335043830814226,-2.1722602367763681E-5,-2.1722602367763681E-5,1.5335043830814226]
[null,7.4000000000000377,-4.7153941725145355E-5,5.3894736842105266E-2,508.18499315184516,1.5335076171403741,-4.7153941725145355E-5,-4.7153941725145355E-5,1.5335076171403741]
[null,7.425000000000038,-1.7219136023227505E-5,5.3908923400894974E-2,508.24304086435336,1.5335108407892695,-1.7219136023227505E-5,-1.7219136023227505E-5,1.5335108407892695]
[null,7.4500000000000384,1.0596391398906659E-6,5.3923117430226437E-2,508.30111914437731,1.5335140541454164,1.0596391398906659E-6,1.0596391398906659E-6,1.5335140541454164]
[null,7.4750000000000387,-1.3907763711068021E-5,5.3937318936002107E-2,508.35922801606836,1.5335172573258551,-1.3907763711068021E-5,-1.3907763711068021E-5,1.5335172573258551]
[null,7.5000000000000391,3.4703181831427407E-5,5.3951527924130667E-2,508.41736750360337,1.5335204504473494,3.4703181831427407E-5,3.4703181831427407E-5,1.5335204504473494]
[null,7.5250000000000394,3.1126899734295551E-5,5.396574440052701E-2,508.47553763118447,1.533523633626382,3.1126899734295551E-5,3.1126899734295551E-5,1.533523633626382]
[null,7.5500000000000398,1.8543684948092212E-6,5.3979968371112283E-2,508.53373842303944,1.5335268069791468,1.8543684948092212E-6,1.8543684948092212E-6,1.5335268069791468]
[null,7.5750000000000401,2.5696249142354526E-5,5.3994199841813868E-2,508.59196990342167,1.5335299706215424,2.5696249142354526E-5,2.5696249142354526E-5,1.5335299706215424]
[null,7.6000000000000405,-1.3113034356150206E-5,5.4008438818565402E-2,508.65023209660995,1.5335331246691659,-1.3113034356150206E-5,-1.3113034356150206E-5,1.5335331246691659]
[null,7.6250000000000409,-6.8214269630477336E-5,5.4022685307306778E-2,508.70852502690889,1.5335362692373058,-6.8214269630477336E-5,-6.8214269630477336E-5,1.5335362692373058]
[null,7.6500000000000412,-5.9472246726377375E-5,5.4036939313984171E-2,508.76684871864865,1.5335394044409354,-5.9472246726377375E-5,-5.9472246726377375E-5,1.5335394044409354]
[null,7.6750000000000416,-5.2054772747140832E-5,5.4051200844550014E-2,508.82520319618499,1.5335425303947059,-5.2054772747140832E-5,-5.2054772747140832E-5,1.5335425303947059]
[null,7.7000000000000419,-5.5498599951786164E-5,5.406546990496304E-2,508.88358848389959,1.5335456472129398,-5.5498599951786164E-5,-5.5498599951786164E-5,1.5335456472129398]
[null,7.7250000000000423,-5.1657408069682039E-5,5.4079746501188276E-2,508.9420046061997,1.5335487550096238,-5.1657408069682039E-5,-5.1657408069682039E-5,1.5335487550096238]
[null,7.7500000000000426,-5.7352968446595598E-5,5.4094030639197044E-2,509.00045158751851,1.5335518538984019,-5.7352968446595598E-5,-5.7352968446595598E-5,1.5335518538984019]
[null,7.775000000000043,-4.1458381348231952E-5,5.4108322324966977E-2,509.05892945231483,1.5335549439925691,-4.1458381348231952E-5,-4.1458381348231952E-5,1.5335549439925691]
[null,7.8000000000000433,-2.8080437207108972E-5,5.4122621564482026E-2,509.11743822507356,1.5335580254050636,-2.8080437207108972E-5,-2.8080437207108972E-5,1.5335580254050636]
[null,7.8250000000000437,-5.7088058661622793E-5,5.4136928363732489E-2,509.17597793030529,1.5335610982484598,-5.7088058661622793E-5,-5.7088058661622793E-5,1.5335610982484598]
[null,7.8500000000000441,-7.8545751244413792E-5,5.4151242728714966E-2,509.23454859254667,1.5335641626349623,-7.8545751244413792E-5,-7.8545751244413792E-5,1.5335641626349623]
[null,7.8750000000000444,-7.8148386566954619E-5,5.4165564665432424E-2,509.2931502363603,1.5335672186763982,-7.8148386566954619E-5,-7.8148386566954619E-5,1.5335672186763982]
[null,7.9000000000000448,-6.8214269630477336E-5,5.4179894179894182E-2,509.35178288633466,1.5335702664842092,-6.8214269630477336E-5,-6.8214269630477336E-5,1.5335702664842092]
[null,7.9250000000000451,-4.0663651993313573E-5,5.4194231278115901E-2,509.41044656708431,1.5335733061694463,-4.0663651993313573E-5,-4.0663651993313573E-5,1.5335733061694463]
[null,7.9500000000000455,-2.410679043251813E-5,5.4208575966119638E-2,509.46914130324996,1.5335763378427605,-2.410679043251813E-5,-2.410679043251813E-5,1.5335763378427605]
[null,7.9750000000000458,-3.2716358444131788E-5,5.4222928249933813E-2,509.5278671194983,1.5335793616143976,-3.2716358444131788E-5,-3.2716358444131788E-5,1.5335793616143976]
[null,8.0000000000000462,-1.0596391398909134E-5,5.4237288135593219E-2,509.58662404052211,1.5335823775941895,-1.0596391398909134E-5,-1.0596391398909134E-5,1.5335823775941895]
[null,8.0250000000000465,2.6490978497274589E-7,5.425165562913907E-2,509.64541209104061,1.5335853858915478,2.6490978497274589E-7,2.6490978497274589E-7,1.5335853858915478]
[null,8.0500000000000469,-1.1391120753827186E-5,5.4266030736618974E-2,509.70423129579888,1.5335883866154558,-1.1391120753827186E-5,-1.1391120753827186E-5,1.5335883866154558]
[null,8.0750000000000473,5.2981956994544545E-6,5.4280413464086935E-2,509.76308167956842,1.5335913798744616,5.2981956994544545E-6,5.2981956994544545E-6,1.5335913798744616]
[null,8.1000000000000476,-1.8941049625550113E-5,5.429480381760339E-2,509.82196326714694,1.5335943657766713,-1.8941049625550113E-5,-1.8941049625550113E-5,1.5335943657766713]
[null,8.125000000000048,-2.9272531239486293E-5,5.4309201803235216E-2,509.88087608335849,1.5335973444297399,-2.9272531239486293E-5,-2.9272531239486293E-5,1.5335973444297399]
[null,8.1500000000000483,2.9934805701918196E-5,5.4323607427055706E-2,509.93982015305352,1.5336003159408653,2.9934805701918196E-5,2.9934805701918196E-5,1.5336003159408653]
[null,8.1750000000000487,6.3710803285940693E-5,5.4338020695144602E-2,509.99879550110859,1.5336032804167807,6.3710803285940693E-5,6.3710803285940693E-5,1.5336032804167807]
[null,8.200000000000049,4.8478490650009194E-5,5.4352441613588112E-2,510.05780215242703,1.5336062379637463,4.8478490650009194E-5,4.8478490650009194E-5,1.5336062379637463]
[null,8.2250000000000494,3.88092834985046E-5,5.4366870188478897E-2,510.11684013193832,1.5336091886875423,3.88092834985046E-5,3.88092834985046E-5,1.5336091886875423]
[null,8.2500000000000497,3.8147009036072786E-5,5.4381306425916091E-2,510.17590946459859,1.5336121326934615,3.8147009036072786E-5,3.8147009036072786E-5,1.5336121326934615]
[null,8.2750000000000501,2.1590147475277201E-5,5.4395750332005312E-2,510.23501017539041,1.5336150700863012,2.1590147475277201E-5,2.1590147475277201E-5,1.5336150700863012]
[null,8.3000000000000504,2.4106790432518313E-5,5.4410201912858662E-2,510.29414228932296,1.5336180009703557,2.4106790432518313E-5,2.4106790432518313E-5,1.5336180009703557]
[null,8.3250000000000508,2.9140076347000169E-5,5.4424661174594741E-2,510.3533058314319,1.5336209254494082,2.9140076347000169E-5,2.9140076347000169E-5,1.5336209254494082]
[null,8.3500000000000512,2.6888343174731617E-5,5.4439128123338648E-2,510.41250082677959,1.5336238436267249,2.6888343174731617E-5,2.6888343174731617E-5,1.5336238436267249]
[null,8.3750000000000515,4.9008310219954497E-5,5.4453602765222014E-2,510.47172730045509,1.5336267556050438,4.9008310219954497E-5,4.9008310219954497E-5,1.5336267556050438]
[null,8.4000000000000519,4.0928561778286648E-5,5.4468085106382978E-2,510.53098527757402,1.533629661486571,4.0928561778286648E-5,4.0928561778286648E-5,1.533629661486571]
[null,8.4250000000000522,1.7351590915713798E-5,5.4482575152966214E-2,510.5902747832788,1.5336325613729691,1.7351590915713798E-5,1.7351590915713798E-5,1.5336325613729691]
[null,8.4500000000000526,2.5431339357381779E-5,5.4497072911122935E-2,510.64959584273856,1.533635455365352,2.5431339357381779E-5,2.5431339357381779E-5,1.533635455365352]
[null,8.4750000000000529,6.6227446243179857E-6,5.4511578387010914E-2,510.70894848114938,1.5336383435642755,6.6227446243179857E-6,6.6227446243179857E-6,1.5336383435642755]
[null,8.5000000000000533,-2.7947982314622733E-5,5.4526091586794459E-2,510.76833272373398,1.5336412260697307,-2.7947982314622733E-5,-2.7947982314622733E-5,1.5336412260697307]
[null,8.5250000000000536,-2.8610256777054361E-5,5.4540612516644472E-2,510.82774859574209,1.5336441029811341,-2.8610256777054361E-5,-2.8610256777054361E-5,1.5336441029811341]
[null,8.550000000000054,-2.5166429572409005E-5,5.4555141182738409E-2,510.88719612245023,1.5336469743973211,-2.5166429572409005E-5,-2.5166429572409005E-5,1.5336469743973211]
[null,8.5750000000000544,-3.8279463928559107E-5,5.4569677591260322E-2,510.94667532916196,1.5336498404165382,-3.8279463928559107E-5,-3.8279463928559107E-5,1.5336498404165382]
[null,8.6000000000000547,-4.5432028122822852E-5,5.458422174840085E-2,511.00618624120779,1.5336527011364331,-4.5432028122822852E-5,-4.5432028122822852E-5,1.5336527011364331]
[null,8.6250000000000551,-2.5828704034840793E-5,5.4598773660357237E-2,511.06572888394516,1.5336555566540486,-2.5828704034840793E-5,-2.5828704034840793E-5,1.5336555566540486]
[null,8.6500000000000554,-2.1325237690304376E-5,5.4613333333333333E-2,511.12530328275864,1.5336584070658135,-2.1325237690304376E-5,-2.1325237690304376E-5,1.5336584070658135]
[null,8.6750000000000558,-3.9736467745930412E-7,5.4627900773539607E-2,511.18490946305991,1.5336612524675339,-3.9736467745930412E-7,-3.9736467745930412E-7,1.5336612524675339]
[null,8.7000000000000561,4.8610945542495514E-5,5.464247598719317E-2,511.24454745028771,1.5336640929543868,4.8610945542495514E-5,4.8610945542495514E-5,1.5336640929543868]
[null,8.7250000000000565,3.1126899734295497E-5,5.4657058980517745E-2,511.30421726990789,1.5336669286209088,3.1126899734295497E-5,3.1126899734295497E-5,1.5336669286209088]
[null,8.7500000000000568,1.4570038173500098E-5,5.4671649759743729E-2,511.36391894741371,1.5336697595609916,1.4570038173500098E-5,1.4570038173500098E-5,1.5336697595609916]
[null,8.7750000000000572,-4.7683761295090025E-6,5.4686248331108148E-2,511.42365250832535,1.5336725858678701,-4.7683761295090025E-6,-4.7683761295090025E-6,1.5336725858678701]
[null,8.8000000000000576,-2.0133143657927207E-5,5.4700854700854701E-2,511.4834179781904,1.5336754076341172,-2.0133143657927207E-5,-2.0133143657927207E-5,1.5336754076341172]
[null,8.8250000000000579,4.2518020488122831E-5,5.4715468875233771E-2,511.54321538258392,1.5336782249516325,4.2518020488122831E-5,4.2518020488122831E-5,1.5336782249516325]
[null,8.8500000000000583,4.1325926455745421E-5,5.4730090860502408E-2,511.60304474710807,1.5336810379116363,4.1325926455745421E-5,4.1325926455745421E-5,1.5336810379116363]
[null,8.8750000000000586,-3.576282097131937E-6,5.4744720662924351E-2,511.66290609739241,1.5336838466046592,-3.576282097131937E-6,-3.576282097131937E-6,1.5336838466046592]
[null,8.900000000000059,1.0861301183881813E-5,5.4759358288770051E-2,511.72279945909401,1.5336866511205354,1.0861301183881813E-5,1.0861301183881813E-5,1.5336866511205354]
[null,8.9250000000000593,2.278224150765461E-5,5.4774003744316666E-2,511.78272485789739,1.5336894515483923,2.278224150765461E-5,2.278224150765461E-5,1.5336894515483923]
[null,8.9500000000000597,1.4834947958472923E-5,5.4788657035848044E-2,511.84268231951444,1.5336922479766439,1.4834947958472923E-5,1.4834947958472923E-5,1.5336922479766439]
[null,8.97500000000006,2.7815527422136493E-5,5.4803318169654801E-2,511.90267186968464,1.5336950404929808,2.7815527422136493E-5,2.7815527422136493E-5,1.5336950404929808]
[null,9.0000000000000604,5.8015242909027304E-5,5.4817987152034259E-2,511.96269353417512,1.5336978291843615,5.8015242909027304E-5,5.8015242909027304E-5,1.5336978291843615]
[null,9.0250000000000608,8.6095680116136364E-5,5.4832663989290494E-2,512.02274733878039,1.5337006141370053,8.6095680116136364E-5,8.6095680116136364E-5,1.5337006141370053]
[null,9.0500000000000611,6.7816904953018055E-5,5.4847348687734332E-2,512.08283330932284,1.5337033954363815,6.7816904953018055E-5,6.7816904953018055E-5,1.5337033954363815]
[null,9.0750000000000615,6.6227446243181178E-7,5.4862041253683366E-2,512.1429514716524,1.5337061731672026,6.6227446243181178E-7,6.6227446243181178E-7,1.5337061731672026]
[null,9.1000000000000618,8.4771131191276567E-6,5.4876741693461947E-2,512.20310185164658,1.5337089474134136,8.4771131191276567E-6,8.4771131191276567E-6,1.5337089474134136]
[null,9.1250000000000622,2.4901519787436499E-5,5.4891450013401233E-2,512.26328447521087,1.5337117182581856,2.4901519787436499E-5,2.4901519787436499E-5,1.5337117182581856]
[null,9.1500000000000625,1.9603324087981581E-5,5.4906166219839139E-2,512.32349936827836,1.5337144857839045,1.9603324087981581E-5,1.9603324087981581E-5,1.5337144857839045]
[null,9.1750000000000629,1.1920940323772612E-5,5.4920890319120411E-2,512.38374655681014,1.5337172500721639,1.1920940323772612E-5,1.1920940323772612E-5,1.5337172500721639]
[null,9.2000000000000632,-4.914076511244094E-5,5.4935622317596564E-2,512.444026066795,1.533720011203755,-4.914076511244094E-5,-4.914076511244094E-5,1.533720011203755]
[null,9.2250000000000636,-2.3444515970086343E-5,5.495036222162597E-2,512.50433792424963,1.533722769258659,-2.3444515970086343E-5,-2.3444515970086343E-5,1.533722769258659]
[null,9.2500000000000639,2.5166429572409534E-6,5.4965110037573803E-2,512.56468215521875,1.5337255243160373,2.5166429572409534E-6,2.5166429572409534E-6,1.5337255243160373]
[null,9.2750000000000643,-3.4040907368995545E-5,5.4979865771812082E-2,512.62505878577497,1.5337282764542215,-3.4040907368995545E-5,-3.4040907368995545E-5,1.5337282764542215]
[null,9.3000000000000647,-3.7617189466127374E-5,5.4994629430719658E-2,512.68546784201885,1.5337310257507069,-3.7617189466127374E-5,-3.7617189466127374E-5,1.5337310257507069]
[null,9.325000000000065,-2.5166429572409009E-6,5.5009401020682247E-2,512.74590935007927,1.5337337722821411,-2.5166429572409009E-6,-2.5166429572409009E-6,1.5337337722821411]
[null,9.3500000000000654,2.0662963227872724E-5,5.5024180548092425E-2,512.80638333611273,1.5337365161243164,2.0662963227872724E-5,2.0662963227872724E-5,1.5337365161243164]
[null,9.3750000000000657,-5.1392498284709262E-5,5.5038968019349641E-2,512.86688982630426,1.5337392573521598,-5.1392498284709262E-5,-5.1392498284709262E-5,1.5337392573521598]
[null,9.4000000000000661,-4.9008310219954477E-5,5.5053763440860215E-2,512.92742884686697,1.5337419960397243,-4.9008310219954477E-5,-4.9008310219954477E-5,1.5337419960397243]
[null,9.4250000000000664,-1.2450759893718131E-5,5.5068566819037379E-2,512.98800042404184,1.5337447322601794,-1.2450759893718131E-5,-1.2450759893718131E-5,1.5337447322601794]
[null,9.4500000000000668,-3.7087369896181961E-5,5.508337816030124E-2,513.04860458409848,1.5337474660858019,-3.7087369896181961E-5,-3.7087369896181961E-5,1.5337474660858019]
[null,9.4750000000000671,-1.827877516311817E-5,5.509819747107883E-2,513.10924135333471,1.5337501975879677,-1.827877516311817E-5,-1.827877516311817E-5,1.5337501975879677]
[null,9.5000000000000675,-6.5167807103291015E-5,5.5113024757804094E-2,513.1699107580763,1.5337529268371406,-6.5167807103291015E-5,-6.5167807103291015E-5,1.5337529268371406]
[null,9.5250000000000679,-7.6294018072145571E-5,5.5127860026917899E-2,513.23061282467791,1.5337556539028645,-7.6294018072145571E-5,-7.6294018072145571E-5,1.5337556539028645]
[null,9.5500000000000682,-4.5034663445362032E-6,5.5142703284868068E-2,513.29134757952204,1.5337583788537534,-4.5034663445362032E-6,-4.5034663445362032E-6,1.5337583788537534]
[null,9.5750000000000686,-3.2981268229104558E-5,5.5157554538109346E-2,513.35211504902009,1.5337611017574824,-3.2981268229104558E-5,-3.2981268229104558E-5,1.5337611017574824]
[null,9.6000000000000689,-5.6028419521731915E-5,5.5172413793103448E-2,513.41291525961162,1.5337638226807779,-5.6028419521731915E-5,-5.6028419521731915E-5,1.5337638226807779]
[null,9.6250000000000693,-5.284950210205932E-5,5.5187281056319051E-2,513.47374823776477,1.5337665416894088,-5.284950210205932E-5,-5.284950210205932E-5,1.5337665416894088]
[null,9.6500000000000696,-8.9142142643322834E-5,5.5202156334231804E-2,513.53461400997617,1.5337692588481759,-8.9142142643322834E-5,-8.9142142643322834E-5,1.5337692588481759]
[null,9.67500000000007,-5.6823148876650023E-5,5.5217039633324347E-2,513.59551260277112,1.5337719742209035,-5.6823148876650023E-5,-5.6823148876650023E-5,1.5337719742209035]
[null,9.7000000000000703,-2.8742711669540969E-5,5.5231930960086301E-2,513.65644404270358,1.5337746878704295,-2.8742711669540969E-5,-2.8742711669540969E-5,1.5337746878704295]
[null,9.7250000000000707,-6.2253799468590845E-5,5.5246830321014295E-2,513.71740835635592,1.533777399858596,-6.2253799468590845E-5,-6.2253799468590845E-5,1.533777399858596]
[null,9.7500000000000711,-4.3445204735527321E-5,5.5261737722611982E-2,513.77840557033949,1.5337801102462387,-4.3445204735527321E-5,-4.3445204735527321E-5,1.5337801102462387]
[null,9.7750000000000714,-1.5364767528418243E-5,5.5276653171390015E-2,513.83943571129419,1.533782819093179,-1.5364767528418243E-5,-1.5364767528418243E-5,1.533782819093179]
[null,9.8000000000000718,-2.7418162744677358E-5,5.529157667386609E-2,513.90049880588867,1.5337855264582132,-2.7418162744677358E-5,-2.7418162744677358E-5,1.5337855264582132]
[null,9.8250000000000721,-2.0398053442899937E-5,5.5306508236564945E-2,513.96159488082048,1.5337882323991028,-2.0398053442899937E-5,-2.0398053442899937E-5,1.5337882323991028]
[null,9.8500000000000725,4.7551306402604561E-5,5.5321447866018371E-2,514.02272396281603,1.5337909369725655,4.7551306402604561E-5,4.7551306402604561E-5,1.5337909369725655]
[null,9.8750000000000728,1.0437445527925455E-4,5.5336395568765198E-2,514.08388607863048,1.5337936402342647,1.0437445527925455E-4,1.0437445527925455E-4,1.5337936402342647]
[null,9.9000000000000732,4.5961847692768196E-5,5.5351351351351351E-2,514.14508125504813,1.5337963422388001,4.5961847692768196E-5,4.5961847692768196E-5,1.5337963422388001]
[null,9.9250000000000735,-1.4570038173499436E-6,5.5366315220329816E-2,514.20630951888211,1.5337990430396982,-1.4570038173499436E-6,-1.4570038173499436E-6,1.5337990430396982]
[null,9.9500000000000739,4.3312749843041013E-5,5.538128718226068E-2,514.26757089697446,1.5338017426894017,4.3312749843041013E-5,4.3312749843041013E-5,1.5338017426894017]
[null,9.9750000000000743,3.9339103068449931E-5,5.539626724371112E-2,514.32886541619644,1.5338044412392604,3.9339103068449931E-5,3.9339103068449931E-5,1.5338044412392604]
[null,10.000000000000075,3.9736467745909766E-6,5.5411255411255411E-2,514.39019310344827,1.5338071387395211,3.9736467745909766E-6,3.9736467745909766E-6,1.5338071387395211]
[null,10.025000000000075,3.6292640541263779E-5,5.5426251691474963E-2,514.45155398565942,1.533809835239317,3.6292640541263779E-5,3.6292640541263779E-5,1.533809835239317]
[null,10.050000000000075,6.2651164146049923E-5,5.5441256090958312E-2,514.51294808978844,1.5338125307866592,6.2651164146049923E-5,6.2651164146049923E-5,1.5338125307866592]
[null,10.075000000000076,4.0133832423368066E-5,5.545626861630111E-2,514.57437544282288,1.5338152254284254,4.0133832423368066E-5,4.0133832423368066E-5,1.5338152254284254]
[null,10.100000000000076,1.5232312635931857E-5,5.5471289274106175E-2,514.63583607177998,1.5338179192103507,1.5232312635931857E-5,1.5232312635931857E-5,1.5338179192103507]
[null,10.125000000000076,3.1259354626781872E-5,5.5486318070983476E-2,514.69733000370582,1.5338206121770168,3.1259354626781872E-5,3.1259354626781872E-5,1.5338206121770168]
[null,10.150000000000077,7.5896653394686561E-5,5.5501355013550135E-2,514.75885726567617,1.533823304371843,7.5896653394686561E-5,7.5896653394686561E-5,1.533823304371843]
[null,10.175000000000077,3.5100546508886634E-5,5.5516400108430466E-2,514.8204178847958,1.5338259958370752,3.5100546508886634E-5,3.5100546508886634E-5,1.5338259958370752]
[null,10.200000000000077,-3.1259354626781872E-5,5.5531453362255963E-2,514.88201188819914,1.5338286866137762,-3.1259354626781872E-5,-3.1259354626781872E-5,1.5338286866137762]
[null,10.225000000000078,-1.8278775163118329E-5,5.5546514781665307E-2,514.94363930304985,1.5338313767418159,-1.8278775163118329E-5,-1.8278775163118329E-5,1.5338313767418159]
[null,10.250000000000078,3.8411918821044973E-6,5.5561584373304398E-2,515.00530015654147,1.5338340662598604,3.8411918821044973E-6,3.8411918821044973E-6,1.5338340662598604]
[null,10.275000000000079,2.7153252959704838E-5,5.5576662143826325E-2,515.06699447589642,1.5338367552053622,2.7153252959704838E-5,2.7153252959704838E-5,1.5338367552053622]
[null,10.300000000000079,3.1524264411754642E-5,5.5591748099891425E-2,515.12872228836727,1.5338394436145502,3.1524264411754642E-5,3.1524264411754642E-5,1.5338394436145502]
[null,10.325000000000079,2.6888343174731854E-5,5.5606842248167254E-2,515.19048362123578,1.5338421315224189,2.6888343174731854E-5,2.6888343174731854E-5,1.5338421315224189]
[null,10.35000000000008,3.3113723121591089E-5,5.5621944595328626E-2,515.25227850181375,1.533844818962719,3.3113723121591089E-5,3.3113723121591089E-5,1.533844818962719]
[null,10.37500000000008,2.0927873012845363E-5,5.5637055148057592E-2,515.31410695744228,1.5338475059679462,2.0927873012845363E-5,2.0927873012845363E-5,1.5338475059679462]
[null,10.40000000000008,1.8013865378145291E-5,5.565217391304348E-2,515.37596901549227,1.5338501925693315,1.8013865378145291E-5,1.8013865378145291E-5,1.5338501925693315]
[null,10.425000000000081,-1.3113034356149862E-5,5.5667300896982873E-2,515.43786470336454,1.5338528787968304,-1.3113034356149862E-5,-1.3113034356149862E-5,1.5338528787968304]
[null,10.450000000000081,-9.1393875815589662E-6,5.5682436106579664E-2,515.49979404848966,1.5338555646791132,-9.1393875815589662E-6,-9.1393875815589662E-6,1.5338555646791132]
[null,10.475000000000081,1.867613984057721E-5,5.5697579548545012E-2,515.5617570783279,1.5338582502435538,1.867613984057721E-5,1.867613984057721E-5,1.5338582502435538]
[null,10.500000000000082,-7.0201093017771837E-6,5.5712731229597391E-2,515.62375382036953,1.5338609355162198,-7.0201093017771837E-6,-7.0201093017771837E-6,1.5338609355162198]
[null,10.525000000000082,2.1192782797819671E-6,5.5727891156462588E-2,515.68578430213472,1.5338636205218623,2.1192782797819671E-6,2.1192782797819671E-6,1.5338636205218623]
[null,10.550000000000082,-2.6623433389759162E-5,5.5743059335873708E-2,515.74784855117355,1.5338663052839046,-2.6623433389759162E-5,-2.6623433389759162E-5,1.5338663052839046]
[null,10.575000000000083,-6.768445006053189E-5,5.5758235774571195E-2,515.80994659506621,1.5338689898244326,-6.768445006053189E-5,-6.768445006053189E-5,1.5338689898244326]
[null,10.600000000000083,-4.4504843875418321E-5,5.5773420479302831E-2,515.87207846142292,1.5338716741641836,-4.4504843875418321E-5,-4.4504843875418321E-5,1.5338716741641836]
[null,10.625000000000083,-6.3843258178427359E-5,5.5788613456823753E-2,515.9342441778839,1.5338743583225365,-6.3843258178427359E-5,-6.3843258178427359E-5,1.5338743583225365]
[null,10.650000000000084,-1.0569900420411822E-4,5.5803814713896456E-2,515.99644377211939,1.5338770423175005,-1.0569900420411822E-4,-1.0569900420411822E-4,1.5338770423175005]
[null,10.675000000000084,-1.1814976409783645E-4,5.5819024257290815E-2,516.05867727183022,1.5338797261657049,-1.1814976409783645E-4,-1.1814976409783645E-4,1.5338797261657049]
[null,10.700000000000085,-9.0334236675700108E-5,5.5834242093784077E-2,516.12094470474688,1.5338824098823884,-9.0334236675700108E-5,-9.0334236675700108E-5,1.5338824098823884]
[null,10.725000000000085,-7.8810661029386501E-5,5.5849468230160897E-2,516.18324609863055,1.5338850934813888,-7.8810661029386501E-5,-7.8810661029386501E-5,1.5338850934813888]
[null,10.750000000000085,-1.0212272210698645E-4,5.5864702673213314E-2,516.24558148127255,1.533887776975132,-1.0212272210698645E-4,-1.0212272210698645E-4,1.533887776975132]
[null,10.775000000000086,-7.1790551727609267E-5,5.5879945429740792E-2,516.30795088049433,1.5338904603746213,-7.1790551727609267E-5,-7.1790551727609267E-5,1.5338904603746213]
[null,10.800000000000086,-6.2386254361077362E-5,5.589519650655022E-2,516.37035432414802,1.533893143689427,-6.2386254361077362E-5,-6.2386254361077362E-5,1.533893143689427]
[null,10.825000000000086,-7.3380010437445401E-5,5.591045591045591E-2,516.43279184011601,1.5338958269276752,-7.3380010437445401E-5,-7.3380010437445401E-5,1.5338958269276752]
[null,10.850000000000087,-2.3576970862572677E-5,5.5925723648279628E-2,516.49526345631125,1.5338985100960383,-2.3576970862572677E-5,-2.3576970862572677E-5,1.5338985100960383]
[null,10.875000000000087,-2.0927873012845535E-5,5.5940999726850585E-2,516.55776920067694,1.5339011931997222,-2.0927873012845535E-5,-2.0927873012845535E-5,1.5339011931997222]
[null,10.900000000000087,-6.9273908770368283E-5,5.5956284153005464E-2,516.6203091011871,1.5339038762424575,-6.9273908770368283E-5,-6.9273908770368283E-5,1.5339038762424575]
[null,10.925000000000088,-5.033285914481818E-5,5.597157693358841E-2,516.68288318584632,1.5339065592264878,-5.033285914481818E-5,-5.033285914481818E-5,1.5339065592264878]
[null,10.950000000000088,-9.5367522590182303E-6,5.5986878075451066E-2,516.74549148268954,1.5339092421525589,-9.5367522590182303E-6,-9.5367522590182303E-6,1.5339092421525589]
[null,10.975000000000088,5.5631054844272537E-6,5.6002187585452556E-2,516.80813401978264,1.5339119250199078,5.5631054844272537E-6,5.5631054844272537E-6,1.5339119250199078]
[null,11.000000000000089,5.218722763962735E-5,5.6017505470459521E-2,516.87081082522195,1.5339146078262529,5.218722763962735E-5,5.218722763962735E-5,1.5339146078262529]
[null,11.025000000000089,6.9936183232800097E-5,5.6032831737346099E-2,516.93352192713496,1.5339172905677816,6.9936183232800097E-5,6.9936183232800097E-5,1.5339172905677816]
[null,11.05000000000009,5.8677517371459247E-5,5.6048166392993981E-2,516.99626735367951,1.5339199732391409,5.8677517371459247E-5,5.8677517371459247E-5,1.5339199732391409]
[null,11.07500000000009,6.3313438608481927E-5,5.6063509444292364E-2,517.05904713304449,1.5339226558334247,6.3313438608481927E-5,6.3313438608481927E-5,1.5339226558334247]
[null,11.10000000000009,2.6623433389758962E-5,5.607886089813801E-2,517.12186129344968,1.5339253383421654,2.6623433389758962E-5,2.6623433389758962E-5,1.5339253383421654]
[null,11.125000000000091,2.2782241507654546E-5,5.6094220761435221E-2,517.18470986314571,1.5339280207553203,2.2782241507654546E-5,2.2782241507654546E-5,1.5339280207553203]
[null,11.150000000000091,7.4572104469822784E-5,5.6109589041095892E-2,517.24759287041411,1.5339307030612628,7.4572104469822784E-5,7.4572104469822784E-5,1.5339307030612628]
[null,11.175000000000091,7.2850190867500023E-5,5.6124965744039461E-2,517.31051034356767,1.5339333852467696,7.2850190867500023E-5,7.2850190867500023E-5,1.5339333852467696]
[null,11.200000000000092,2.6490978497264001E-7,5.6140350877192984E-2,517.37346231094978,1.5339360672970117,2.6490978497264001E-7,2.6490978497264001E-7,1.5339360672970117]
[null,11.225000000000092,-4.609430258525451E-5,5.6155744447491086E-2,517.43644880093541,1.5339387491955416,-4.609430258525451E-5,-4.609430258525451E-5,1.5339387491955416]
[null,11.250000000000092,6.8876544092909696E-6,5.6171146461876029E-2,517.49946984193036,1.5339414309242829,6.8876544092909696E-6,6.8876544092909696E-6,1.5339414309242829]
[null,11.275000000000093,4.7153941725145477E-5,5.6186556927297668E-2,517.5625254623717,1.5339441124635198,4.7153941725145477E-5,4.7153941725145477E-5,1.5339441124635198]
[null,11.300000000000093,3.576282097131765E-6,5.6201975850713501E-2,517.62561569072761,1.5339467937918856,3.576282097131765E-6,3.576282097131765E-6,1.5339467937918856]
[null,11.325000000000093,-2.9404986131972879E-5,5.6217403239088665E-2,517.6887405554977,1.5339494748863511,-2.9404986131972879E-5,-2.9404986131972879E-5,1.5339494748863511]
[null,11.350000000000094,-3.6557550326236346E-5,5.6232839099395936E-2,517.75190008521281,1.5339521557222149,-3.6557550326236346E-5,-3.6557550326236346E-5,1.5339521557222149]
[null,11.375000000000094,-5.6558239091677286E-5,5.6248283438615765E-2,517.81509430843494,1.5339548362730908,-5.6558239091677286E-5,-5.6558239091677286E-5,1.5339548362730908]
[null,11.400000000000095,-5.0465314037304643E-5,5.6263736263736264E-2,517.8783232537578,1.5339575165108974,-5.0465314037304643E-5,-5.0465314037304643E-5,1.5339575165108974]
[null,11.425000000000095,-3.4570726938940944E-5,5.6279197581753232E-2,517.94158694980626,1.5339601964058478,-3.4570726938940944E-5,-3.4570726938940944E-5,1.5339601964058478]
[null,11.450000000000095,-4.9273220004927308E-5,5.6294667399670151E-2,518.00488542523681,1.5339628759264365,-4.9273220004927308E-5,-4.9273220004927308E-5,1.5339628759264365]
[null,11.475000000000096,-6.1459070113672825E-5,5.631014572449821E-2,518.0682187087375,1.5339655550394298,-6.1459070113672825E-5,-6.1459070113672825E-5,1.5339655550394298]
[null,11.500000000000096,-1.6159496883336375E-5,5.6325632563256324E-2,518.13158682902781,1.5339682337098544,-1.6159496883336375E-5,-1.6159496883336375E-5,1.5339682337098544]
[null,11.525000000000096,4.1193471563259073E-5,5.6341127922971114E-2,518.19498981485879,1.5339709119009859,4.1193471563259073E-5,4.1193471563259073E-5,1.5339709119009859]
[null,11.550000000000097,7.2850190867500753E-6,5.635663181067694E-2,518.25842769501332,1.5339735895743376,7.2850190867500753E-6,7.2850190867500753E-6,1.5339735895743376]
[null,11.575000000000097,-3.7087369896180719E-6,5.6372144233415911E-2,518.32190049830581,1.5339762666896497,-3.7087369896180719E-6,-3.7087369896180719E-6,1.5339762666896497]
[null,11.600000000000097,3.3511087799049963E-5,5.6387665198237888E-2,518.38540825358245,1.5339789432048778,3.3511087799049963E-5,3.3511087799049963E-5,1.5339789432048778]
[null,11.625000000000098,5.1789862962168272E-5,5.6403194712200497E-2,518.44895098972142,1.5339816190761815,5.1789862962168272E-5,5.1789862962168272E-5,1.5339816190761815]
[null,11.650000000000098,6.9538818555341033E-5,5.6418732782369148E-2,518.51252873563226,1.5339842942579136,6.9538818555341033E-5,6.9538818555341033E-5,1.5339842942579136]
[null,11.675000000000098,4.2385565595636334E-5,5.6434279415817031E-2,518.57614152025667,1.5339869687026086,4.2385565595636334E-5,4.2385565595636334E-5,1.5339869687026086]
[null,11.700000000000099,5.4306505919409053E-5,5.644983461962514E-2,518.63978937256843,1.5339896423609716,5.4306505919409053E-5,5.4306505919409053E-5,1.5339896423609716]
[null,11.725000000000099,8.1062394201654477E-5,5.6465398400882272E-2,518.70347232157292,1.5339923151818671,8.1062394201654477E-5,8.1062394201654477E-5,1.5339923151818671]
[null,11.750000000000099,8.5565860546191229E-5,5.6480970766685054E-2,518.76719039630768,1.5339949871123071,8.5565860546191229E-5,8.5565860546191229E-5,1.5339949871123071]
[null,11.7750000000001,1.0821564716135915E-4,5.6496551724137929E-2,518.83094362584222,1.5339976580974408,1.0821564716135915E-4,1.0821564716135915E-4,1.5339976580974408]
[null,11.8000000000001,6.8081814737990765E-5,5.6512141280353201E-2,518.89473203927844,1.5340003280805428,6.8081814737990765E-5,6.8081814737990765E-5,1.5340003280805428]
[null,11.825000000000101,5.8677517371459192E-5,5.6527739442451007E-2,518.95855566574983,1.5340029970030016,5.8677517371459192E-5,5.8677517371459192E-5,1.5340029970030016]
[null,11.850000000000101,8.5963225223650158E-5,5.6543346217559361E-2,519.02241453442252,1.534005664804309,8.5963225223650158E-5,8.5963225223650158E-5,1.534005664804309]
[null,11.875000000000101,4.8875855327468305E-5,5.6558961612814138E-2,519.0863086744946,1.5340083314220476,4.8875855327468305E-5,4.8875855327468305E-5,1.5340083314220476]
[null,11.900000000000102,3.0464625271863659E-5,5.6574585635359116E-2,519.15023811519654,1.5340109967918814,3.0464625271863659E-5,3.0464625271863659E-5,1.5340109967918814]
[null,11.925000000000102,5.0200404252331927E-5,5.6590218292345951E-2,519.21420288579122,1.5340136608475421,5.0200404252331927E-5,5.0200404252331927E-5,1.5340136608475421]
[null,11.950000000000102,3.4173362261481785E-5,5.660585959093422E-2,519.27820301557347,1.5340163235208202,3.4173362261481785E-5,3.4173362261481785E-5,1.5340163235208202]
[null,11.975000000000103,5.0332859144818805E-6,5.6621509538291405E-2,519.34223853387107,1.5340189847415515,5.0332859144818805E-6,5.0332859144818805E-6,1.5340189847415515]
[null,12.000000000000103,1.4437583281013725E-5,5.663716814159292E-2,519.40630947004377,1.5340216444376076,1.4437583281013725E-5,1.4437583281013725E-5,1.5340216444376076]
[null,12.025000000000103,1.3113034356149889E-5,5.6652835408022129E-2,519.47041585348404,1.5340243025348832,1.3113034356149889E-5,1.3113034356149889E-5,1.5340243025348832]
[null,12.050000000000104,-1.3245489248629354E-7,5.6668511344770335E-2,519.53455771361689,1.5340269589572855,-1.3245489248629354E-7,-1.3245489248629354E-7,1.5340269589572855]
[null,12.075000000000104,1.9338414303009207E-5,5.6684195959036815E-2,519.59873507989994,1.5340296136267229,1.9338414303009207E-5,1.9338414303009207E-5,1.5340296136267229]
[null,12.100000000000104,-1.4570038173499171E-6,5.6699889258028796E-2,519.66294798182309,1.534032266463093,-1.4570038173499171E-6,-1.4570038173499171E-6,1.534032266463093]
[null,12.125000000000105,-5.2717047209572728E-5,5.6715591248961507E-2,519.72719644890935,1.534034917384272,-5.2717047209572728E-5,-5.2717047209572728E-5,1.534034917384272]
[null,12.150000000000105,-3.2716358444131815E-5,5.6731301939058169E-2,519.79148051071422,1.534037566306103,-3.2716358444131815E-5,-3.2716358444131815E-5,1.534037566306103]
[null,12.175000000000106,1.37753088185817E-5,5.6747021335550013E-2,519.85580019682595,1.5340402131423845,1.37753088185817E-5,1.37753088185817E-5,1.5340402131423845]
[null,12.200000000000106,3.9074193283477079E-5,5.6762749445676275E-2,519.92015553686576,1.5340428578048597,3.9074193283477079E-5,3.9074193283477079E-5,1.5340428578048597]
[null,12.225000000000106,3.8279463928559107E-5,5.6778486276684227E-2,519.9845465604875,1.5340455002032045,3.8279463928559107E-5,3.8279463928559107E-5,1.5340455002032045]
[null,12.250000000000107,6.8876544092910221E-6,5.679423183582917E-2,520.04897329737798,1.5340481402450161,6.8876544092910221E-6,6.8876544092910221E-6,1.5340481402450161]
[null,12.275000000000107,-9.1393875815590187E-6,5.6809986130374482E-2,520.113435777257,1.5340507778358026,-9.1393875815590187E-6,-9.1393875815590187E-6,1.5340507778358026]
[null,12.300000000000107,-1.1920940323772771E-6,5.6825749167591567E-2,520.17793402987741,1.53405341287897,-1.1920940323772771E-6,-1.1920940323772771E-6,1.53405341287897]
[null,12.325000000000108,2.9272531239486222E-5,5.6841520954759923E-2,520.24246808502494,1.5340560452758127,2.9272531239486222E-5,2.9272531239486222E-5,1.5340560452758127]
[null,12.350000000000108,2.980235080943198E-5,5.685730149916713E-2,520.30703797251851,1.534058674925501,2.980235080943198E-5,2.980235080943198E-5,1.534058674925501]
[null,12.375000000000108,5.2981956994549178E-7,5.6873090808108859E-2,520.37164372221002,1.5340613017250697,5.2981956994549178E-7,5.2981956994549178E-7,1.5340613017250697]
[null,12.400000000000109,1.7748955593172571E-5,5.6888888888888892E-2,520.43628536398467,1.534063925569408,1.7748955593172571E-5,1.7748955593172571E-5,1.534063925569408]
[null,12.425000000000109,9.5367522590184285E-6,5.6904695748819116E-2,520.50096292776095,1.5340665463512464,9.5367522590184285E-6,9.5367522590184285E-6,1.5340665463512464]
[null,12.450000000000109,-4.1061016670771645E-6,5.6920511395219565E-2,520.56567644349036,1.5340691639611468,-4.1061016670771645E-6,-4.1061016670771645E-6,1.5340691639611468]
[null,12.47500000000011,9.271842474044518E-7,5.6936335835418406E-2,520.63042594115791,1.5340717782874904,9.271842474044518E-7,9.271842474044518E-7,1.5340717782874904]
[null,12.50000000000011,-3.5365456293859275E-5,5.6952169076751949E-2,520.69521145078193,1.534074389216467,-3.5365456293859275E-5,-3.5365456293859275E-5,1.534074389216467]
[null,12.52500000000011,-1.5364767528418176E-5,5.6968011126564674E-2,520.76003300241393,1.5340769966320627,-1.5364767528418176E-5,-1.5364767528418176E-5,1.5340769966320627]
[null,12.550000000000111,1.9338414303008967E-5,5.6983861992209235E-2,520.82489062613934,1.5340796004160497,1.9338414303008967E-5,1.9338414303008967E-5,1.5340796004160497]
[null,12.575000000000111,-4.6359212370228943E-6,5.6999721681046479E-2,520.88978435207673,1.5340822004479744,-4.6359212370228943E-6,-4.6359212370228943E-6,1.5340822004479744]
[null,12.600000000000112,7.2850190867499296E-6,5.7015590200445436E-2,520.95471421037814,1.5340847966051463,7.2850190867499296E-6,7.2850190867499296E-6,1.5340847966051463]
[null,12.625000000000112,3.0994444841809122E-5,5.703146755778335E-2,521.01968023122947,1.5340873887626263,3.0994444841809122E-5,3.0994444841809122E-5,1.5340873887626263]
[null,12.650000000000112,2.2252421937709279E-5,5.7047353760445681E-2,521.08468244485005,1.5340899767932163,2.2252421937709279E-5,2.2252421937709279E-5,1.5340899767932163]
[null,12.675000000000113,9.1393875815591509E-6,5.7063248815826133E-2,521.14972088149295,1.5340925605674469,9.1393875815591509E-6,9.1393875815591509E-6,1.5340925605674469]
[null,12.700000000000113,9.8016620439909364E-6,5.7079152731326646E-2,521.21479557144505,1.5340951399535672,9.8016620439909364E-6,9.8016620439909364E-6,1.5340951399535672]
[null,12.725000000000113,3.3378632906563521E-5,5.7095065514357404E-2,521.27990654502696,1.5340977148175321,3.3378632906563521E-5,3.3378632906563521E-5,1.5340977148175321]
[null,12.750000000000114,4.7683761295090875E-5,5.7110987172336869E-2,521.34505383259295,1.5341002850229932,4.7683761295090875E-5,4.7683761295090875E-5,1.5341002850229932]
[null,12.775000000000114,1.3245489248636527E-5,5.7126917712691773E-2,521.41023746453141,1.5341028504312855,1.3245489248636527E-5,1.3245489248636527E-5,1.5341028504312855]
[null,12.800000000000114,-2.4504155109977327E-5,5.7142857142857141E-2,521.47545747126435,1.5341054109014169,-2.4504155109977327E-5,-2.4504155109977327E-5,1.5341054109014169]
[null,12.825000000000115,-1.7881410485659024E-5,5.7158805470276304E-2,521.54071388324815,1.5341079662900579,-1.7881410485659024E-5,-1.7881410485659024E-5,1.5341079662900579]
[null,12.850000000000115,-2.0795418120359045E-5,5.7174762702400891E-2,521.60600673097292,1.5341105164515287,-2.0795418120359045E-5,-2.0795418120359045E-5,1.5341105164515287]
[null,12.875000000000115,-2.1192782797818109E-5,5.7190728846690866E-2,521.67133604496269,1.53411306123779,-2.1192782797818109E-5,-2.1192782797818109E-5,1.53411306123779]
[null,12.900000000000116,1.801386537814545E-5,5.7206703910614526E-2,521.736701855776,1.53411560049843,1.801386537814545E-5,1.801386537814545E-5,1.53411560049843]
[null,12.925000000000116,6.9008998985395505E-5,5.7222687901648507E-2,521.80210419400532,1.5341181340806544,6.9008998985395505E-5,6.9008998985395505E-5,1.5341181340806544]
[null,12.950000000000117,1.0463936506422761E-4,5.7238680827277809E-2,521.8675430902772,1.5341206618292746,1.0463936506422761E-4,1.0463936506422761E-4,1.5341206618292746]
[null,12.975000000000117,1.0146044764455458E-4,5.7254682694995805E-2,521.9330185752525,1.5341231835866975,1.0146044764455458E-4,1.0146044764455458E-4,1.5341231835866975]
[null,13.000000000000117,1.3126279845398659E-4,5.7270693512304252E-2,521.9985306796267,1.5341256991929135,1.3126279845398659E-4,1.3126279845398659E-4,1.5341256991929135]
[null,13.025000000000118,2.4610119023966395E-4,5.7286713286713288E-2,522.0640794341291,1.5341282084854857,2.4610119023966395E-4,2.4610119023966395E-4,1.5341282084854857]
[null,13.050000000000118,3.8385427842548204E-4,5.7302742025741468E-2,522.12966486952382,1.5341307112995386,3.8385427842548204E-4,3.8385427842548204E-4,1.5341307112995386]
[null,13.075000000000118,5.0054703870596839E-4,5.7318779736915758E-2,522.19528701660931,1.5341332074677481,5.0054703870596839E-4,5.0054703870596839E-4,1.5341332074677481]
[null,13.100000000000119,6.845268843695281E-4,5.733482642777156E-2,522.26094590621824,1.534135696820329,6.845268843695281E-4,6.845268843695281E-4,1.534135696820329]
[null,13.125000000000119,9.9420642300264623E-4,5.73508821058527E-2,522.32664156921817,1.5341381791850248,9.9420642300264623E-4,9.9420642300264623E-4,1.5341381791850248]
[null,13.150000000000119,1.2968658523339878E-3,5.7366946778711486E-2,522.39237403651123,1.5341406543870968,1.2968658523339878E-3,1.2968658523339878E-3,1.5341406543870968]
[null,13.17500000000012,1.6097243083867795E-3,5.7383020453908661E-2,522.45814333903377,1.5341431222493132,1.6097243083867795E-3,1.6097243083867795E-3,1.5341431222493132]
[null,13.20000000000012,1.9911943987475063E-3,5.7399103139013453E-2,522.52394950775738,1.534145582591937,1.9911943987475063E-3,1.9911943987475063E-3,1.534145582591937]
[null,13.22500000000012,2.3302789235125974E-3,5.7415194841603588E-2,522.58979257368799,1.5341480352327168,2.3302789235125974E-3,2.3302789235125974E-3,1.5341480352327168]
[null,13.250000000000121,2.6742642792996841E-3,5.7431295569265281E-2,522.65567256786642,1.5341504799868748,2.6742642792996841E-3,2.6742642792996841E-3,1.5341504799868748]
[null,13.275000000000121,2.9901691978796606E-3,5.7447405329593269E-2,522.7215895213684,1.5341529166670962,2.9901691978796606E-3,2.9901691978796606E-3,1.5341529166670962]
[null,13.300000000000122,3.0700394980489403E-3,5.7463524130190798E-2,522.78754346530445,1.5341553450835181,3.0700394980489403E-3,3.0700394980489403E-3,1.5341553450835181]
[null,13.325000000000122,2.9456643540042462E-3,5.7479651978669659E-2,522.85353443081999,1.5341577650437193,2.9456643540042462E-3,2.9456643540042462E-3,1.5341577650437193]
[null,13.350000000000122,2.739167176618003E-3,5.7495788882650195E-2,522.91956244909557,1.5341601763527086,2.739167176618003E-3,2.739167176618003E-3,1.5341601763527086]
[null,13.375000000000123,2.2480244352785644E-3,5.7511934849761304E-2,522.98562755134651,1.5341625788129152,2.2480244352785644E-3,2.2480244352785644E-3,1.5341625788129152]
[null,13.400000000000123,7.0677930630723602E-4,5.7528089887640452E-2,523.05172976882352,1.5341649722241764,7.0677930630723602E-4,7.0677930630723602E-4,1.5341649722241764]
[null,13.425000000000123,-2.51823241595075E-3,5.754425400393369E-2,523.11786913281207,1.5341673563837286,-2.51823241595075E-3,-2.51823241595075E-3,1.5341673563837286]
[null,13.450000000000124,-8.293265728356208E-3,5.7560427206295672E-2,523.18404567463324,1.534169731086195,-8.293265728356208E-3,-8.293265728356208E-3,1.534169731086195]
[null,13.475000000000124,-1.8212680171767501E-2,5.7576609502389652E-2,523.25025942564287,1.5341720961235761,-1.8212680171767501E-2,-1.8212680171767501E-2,1.5341720961235761]
[null,13.500000000000124,-3.0930734038523183E-2,5.7592800899887511E-2,523.31651041723239,1.5341744512852384,-3.0930734038523183E-2,-3.0930734038523183E-2,1.5341744512852384]
[null,13.525000000000125,-4.3207978023084223E-2,5.7609001406469761E-2,523.38279868082839,1.5341767963579045,-4.3207978023084223E-2,-4.3207978023084223E-2,1.5341767963579045]
[null,13.550000000000125,-5.1684031503071631E-2,5.7625211029825547E-2,523.449124247893,1.5341791311256412,-5.1684031503071631E-2,-5.1684031503071631E-2,1.5341791311256412]
[null,13.575000000000125,-5.3834171772802787E-2,5.7641429777652686E-2,523.5154871499235,1.5341814553698505,-5.3834171772802787E-2,-5.3834171772802787E-2,1.5341814553698505]
[null,13.600000000000126,-5.4127559359660057E-2,5.7657657657657659E-2,523.58188741845299,1.5341837688692579,-5.4127559359660057E-2,-5.4127559359660057E-2,1.5341837688692579]
[null,13.625000000000126,-5.2419553521048365E-2,5.7673894677555619E-2,523.64832508504969,1.5341860713999027,-5.2419553521048365E-2,-5.2419553521048365E-2,1.5341860713999027]
[null,13.650000000000126,-4.2985453803707163E-2,5.7690140845070424E-2,523.71480018131786,1.5341883627351269,-4.2985453803707163E-2,-4.2985453803707163E-2,1.5341883627351269]
[null,13.675000000000127,-2.5969636040446425E-2,5.7706396167934632E-2,523.78131273889687,1.5341906426455654,-2.5969636040446425E-2,-2.5969636040446425E-2,1.5341906426455654]
[null,13.700000000000127,-1.0526057850998834E-2,5.7722660653889514E-2,523.84786278946217,1.5341929108991352,-1.0526057850998834E-2,-1.0526057850998834E-2,1.5341929108991352]
[null,13.725000000000128,-1.4851107455356101E-2,5.7738934310685087E-2,523.91445036472464,1.534195167261025,-1.4851107455356101E-2,-1.4851107455356101E-2,1.534195167261025]
[null,13.750000000000128,-2.5867115953661934E-2,5.775521714608009E-2,523.98107549643112,1.5341974114936854,-2.5867115953661934E-2,-2.5867115953661934E-2,1.5341974114936854]
[null,13.775000000000128,-2.532630262764015E-2,5.7771509167842031E-2,524.04773821636434,1.5341996433568177,-2.532630262764015E-2,-2.532630262764015E-2,1.5341996433568177]
[null,13.800000000000129,-2.8808939115784124E-2,5.7787810383747175E-2,524.11443855634263,1.534201862607365,-2.8808939115784124E-2,-2.8808939115784124E-2,1.534201862607365]
[null,13.825000000000129,-3.0676288190056848E-2,5.780412080158058E-2,524.18117654822038,1.5342040689995007,-3.0676288190056848E-2,-3.0676288190056848E-2,1.5342040689995007]
[null,13.850000000000129,-1.9158805468797606E-2,5.7820440429136082E-2,524.24795222388809,1.5342062622846189,-1.9158805468797606E-2,-1.9158805468797606E-2,1.5342062622846189]
[null,13.87500000000013,6.3551857414956736E-4,5.7836769274216326E-2,524.31476561527199,1.5342084422113245,6.3551857414956736E-4,6.3551857414956736E-4,1.5342084422113245]
[null,13.90000000000013,2.0729588038793403E-2,5.7853107344632768E-2,524.38161675433469,1.5342106085254226,2.0729588038793403E-2,2.0729588038793403E-2,1.5342106085254226]
[null,13.92500000000013,2.9403661583047868E-2,5.7869454648205705E-2,524.44850567307481,1.5342127609699088,2.9403661583047868E-2,2.9403661583047868E-2,1.5342127609699088]
[null,13.950000000000131,2.4125731482143708E-2,5.7885811192764272E-2,524.51543240352692,1.5342148992849591,2.4125731482143708E-2,2.4125731482143708E-2,1.5342148992849591]
[null,13.975000000000131,1.0105381112462179E-2,5.7902176986146449E-2,524.58239697776219,1.5342170232079202,1.0105381112462179E-2,1.0105381112462179E-2,1.5342170232079202]
[null,14.000000000000131,5.2768704617642617E-3,5.7918552036199097E-2,524.64939942788794,1.534219132473299,5.2768704617642617E-3,5.2768704617642617E-3,1.534219132473299]
[null,14.025000000000132,1.6205061366351702E-2,5.7934936350777934E-2,524.71643978604754,1.5342212268127533,1.6205061366351702E-2,1.6205061366351702E-2,1.5342212268127533]
[null,14.050000000000132,2.0792769022509362E-2,5.7951329937747598E-2,524.7835180844213,1.5342233059550814,2.0792769022509362E-2,2.0792769022509362E-2,1.5342233059550814]
[null,14.075000000000133,1.1945444478882739E-2,5.7967732804981603E-2,524.85063435522545,1.5342253696262131,1.1945444478882739E-2,1.1945444478882739E-2,1.5342253696262131]
[null,14.100000000000133,3.0374555944972935E-3,5.7984144960362402E-2,524.91778863071295,1.5342274175491992,3.0374555944972935E-3,3.0374555944972935E-3,1.5342274175491992]
[null,14.125000000000133,-5.7117198737969997E-3,5.8000566411781362E-2,524.98498094317324,1.5342294494442026,-5.7117198737969997E-3,-5.7117198737969997E-3,1.5342294494442026]
[null,14.150000000000134,-1.4097306662216194E-2,5.801699716713881E-2,525.0522113249325,1.5342314650284876,-1.4097306662216194E-2,-1.4097306662216194E-2,1.5342314650284876]
[null,14.175000000000134,-2.6069639484273651E-2,5.803343723434401E-2,525.11947980835316,1.5342334640164113,-2.6069639484273651E-2,-2.6069639484273651E-2,1.5342334640164113]
[null,14.200000000000134,-5.7207135609968061E-2,5.8049886621315196E-2,525.18678642583473,1.5342354461194136,-5.7207135609968061E-2,-5.7207135609968061E-2,1.5342354461194136]
[null,14.225000000000135,-8.4465292844521811E-2,5.8066345335979583E-2,525.25413120981329,1.5342374110460075,-8.4465292844521811E-2,-8.4465292844521811E-2,1.5342374110460075]
[null,14.250000000000135,-8.0032160047895665E-2,5.8082813386273399E-2,525.32151419276181,1.5342393585017704,-8.0032160047895665E-2,-8.0032160047895665E-2,1.5342393585017704]
[null,14.275000000000135,-6.2539504671684024E-2,5.8099290780141845E-2,525.38893540719005,1.5342412881893337,-6.2539504671684024E-2,-6.2539504671684024E-2,1.5342412881893337]
[null,14.300000000000136,-4.5005920733694173E-2,5.8115777525539161E-2,525.45639488564461,1.5342431998083745,-4.5005920733694173E-2,-4.5005920733694173E-2,1.5342431998083745]
[null,14.325000000000136,-1.2431686389200105E-2,5.813227363042861E-2,525.52389266070918,1.5342450930556057,-1.2431686389200105E-2,-1.2431686389200105E-2,1.5342450930556057]
[null,14.350000000000136,1.5290725243518464E-2,5.8148779102782509E-2,525.59142876500425,1.5342469676247663,1.5290725243518464E-2,1.5290725243518464E-2,1.5342469676247663]
[null,14.375000000000137,-2.5342594579416088E-3,5.8165293950582224E-2,525.65900323118763,1.5342488232066138,-2.5342594579416088E-3,-2.5342594579416088E-3,1.5342488232066138]
[null,14.400000000000137,-2.838667291853765E-2,5.8181818181818182E-2,525.72661609195404,1.5342506594889134,-2.838667291853765E-2,-2.838667291853765E-2,1.5342506594889134]
[null,14.425000000000137,-3.6894780482506682E-2,5.8198351804489915E-2,525.79426738003554,1.5342524761564298,-3.6894780482506682E-2,-3.6894780482506682E-2,1.5342524761564298]
[null,14.450000000000138,-5.5589728917817063E-2,5.8214894826606023E-2,525.86195712820108,1.5342542728909179,-5.5589728917817063E-2,-5.5589728917817063E-2,1.5342542728909179]
[null,14.475000000000138,-4.7042282250779555E-2,5.8231447256184246E-2,525.92968536925741,1.5342560493711144,-4.7042282250779555E-2,-4.7042282250779555E-2,1.5342560493711144]
[null,14.500000000000139,-1.1742126218916108E-2,5.824800910125142E-2,525.99745213604808,1.5342578052727276,-1.1742126218916108E-2,-1.1742126218916108E-2,1.5342578052727276]
[null,14.525000000000139,-2.618633224454772E-4,5.8264580369843527E-2,526.06525746145428,1.5342595402684303,-2.618633224454772E-4,-2.618633224454772E-4,1.5342595402684303]
[null,14.550000000000139,1.4585138031243334E-2,5.8281161070005694E-2,526.13310137839449,1.5342612540278497,1.4585138031243334E-2,1.4585138031243334E-2,1.5342612540278497]
[null,14.57500000000014,6.5060651095269456E-2,5.8297751209792199E-2,526.20098391982492,1.5342629462175594,6.5060651095269456E-2,6.5060651095269456E-2,1.5342629462175594]
[null,14.60000000000014,8.1643871179669827E-2,5.8314350797266518E-2,526.2689051187391,1.5342646165010705,8.1643871179669827E-2,8.1643871179669827E-2,1.5342646165010705]
[null,14.62500000000014,2.8553566083070414E-2,5.8330959840501281E-2,526.33686500816816,1.5342662645388228,2.8553566083070414E-2,2.8553566083070414E-2,1.5342662645388228]
[null,14.650000000000141,3.3232932524826086E-4,5.8347578347578345E-2,526.40486362118088,1.5342678899881765,3.3232932524826086E-4,3.3232932524826086E-4,1.5342678899881765]
[null,14.675000000000141,-1.2587983162334077E-2,5.8364206326588772E-2,526.47290099088389,1.5342694925034042,-1.2587983162334077E-2,-1.2587983162334077E-2,1.5342694925034042]
[null,14.700000000000141,-4.1801042155094024E-2,5.8380843785632838E-2,526.54097715042144,1.5342710717356811,-4.1801042155094024E-2,-4.1801042155094024E-2,1.5342710717356811]
[null,14.725000000000142,-4.0008662549968516E-2,5.8397490732820072E-2,526.60909213297543,1.5342726273330789,-4.0008662549968516E-2,-4.0008662549968516E-2,1.5342726273330789]
[null,14.750000000000142,-4.4541268970852067E-2,5.8414147176269256E-2,526.67724597176607,1.5342741589405555,-4.4541268970852067E-2,-4.4541268970852067E-2,1.5342741589405555]
[null,14.775000000000142,-6.0416120290235333E-2,5.8430813124108416E-2,526.74543870005084,1.5342756661999473,-6.0416120290235333E-2,-6.0416120290235333E-2,1.5342756661999473]
[null,14.800000000000143,-7.2044732666290481E-2,5.8447488584474884E-2,526.81367035112578,1.534277148749962,-7.2044732666290481E-2,-7.2044732666290481E-2,1.534277148749962]
[null,14.825000000000143,-8.4996436963392055E-2,5.8464173565515275E-2,526.88194095832478,1.5342786062261697,-8.4996436963392055E-2,-8.4996436963392055E-2,1.5342786062261697]
[null,14.850000000000144,-0.10605742714318639,5.8480868075385495E-2,526.95025055501947,1.5342800382609947,-0.10605742714318639,-0.10605742714318639,1.5342800382609947]
[null,14.875000000000144,-0.16119707433633468,5.8497572122250784E-2,527.01859917462014,1.5342814444837085,-0.16119707433633468,-0.16119707433633468,1.5342814444837085]
[null,14.900000000000144,-0.17902232394757961,5.8514285714285713E-2,527.0869868505747,1.5342828245204214,-0.17902232394757961,-0.17902232394757961,1.5342828245204214]
[null,14.925000000000145,-0.11696243844158868,5.8531008859674195E-2,527.15541361636986,1.5342841779940746,-0.11696243844158868,-0.11696243844158868,1.5342841779940746]
[null,14.950000000000145,-6.6533681954610208E-2,5.8547741566609489E-2,527.22387950553025,1.5342855045244324,-6.6533681954610208E-2,-6.6533681954610208E-2,1.5342855045244324]
[null,14.975000000000145,-5.5696222651376089E-2,5.8564483843294254E-2,527.29238455161897,1.5342868037280755,-5.5696222651376089E-2,-5.5696222651376089E-2,1.5342868037280755]
[null,15.000000000000146,-3.5554336970544845E-2,5.8581235697940506E-2,527.36092878823752,1.5342880752183927,-3.5554336970544845E-2,-3.5554336970544845E-2,1.5342880752183927]
[null,15.025000000000146,-3.6678216733291309E-2,5.8597997138769668E-2,527.42951224902572,1.5342893186055733,-3.6678216733291309E-2,-3.6678216733291309E-2,1.5342893186055733]
[null,15.050000000000146,-8.0997756214121322E-2,5.8614768174012594E-2,527.49813496766217,1.5342905334965999,-8.0997756214121322E-2,-8.0997756214121322E-2,1.5342905334965999]
[null,15.075000000000147,-0.1090044160461154,5.8631548811909531E-2,527.56679697786376,1.5342917194952417,-0.1090044160461154,-0.1090044160461154,1.5342917194952417]
[null,15.100000000000147,-0.10495738926108714,5.8648339060710195E-2,527.63549831338628,1.534292876202046,-0.10495738926108714,-0.10495738926108714,1.534292876202046]
[null,15.125000000000147,-7.9233059681525622E-2,5.8665138928673734E-2,527.70423900802393,1.5342940032143322,-7.9233059681525622E-2,-7.9233059681525622E-2,1.5342940032143322]
[null,15.150000000000148,-1.5563714776932643E-2,5.8681948424068771E-2,527.77301909560981,1.5342951001261844,-1.5563714776932643E-2,-1.5563714776932643E-2,1.5342951001261844]
[null,15.175000000000148,4.2013102437964717E-2,5.8698767555173399E-2,527.84183861001577,1.5342961665284438,4.2013102437964717E-2,4.2013102437964717E-2,1.5342961665284438]
[null,15.200000000000149,5.0873540015947412E-2,5.8715596330275233E-2,527.91069758515243,1.5342972020087029,5.0873540015947412E-2,5.0873540015947412E-2,1.5342972020087029]
[null,15.225000000000149,7.8742446759756141E-2,5.8732434757671349E-2,527.97959605496942,1.5342982061512975,7.8742446759756141E-2,7.8742446759756141E-2,1.5342982061512975]
[null,15.250000000000149,0.12686145483155725,5.8749282845668389E-2,528.04853405345523,1.5342991785373008,0.12686145483155725,0.12686145483155725,1.5342991785373008]
[null,15.27500000000015,0.11192147014334239,5.8766140602582499E-2,528.11751161463746,1.5343001187445164,0.11192147014334239,0.11192147014334239,1.5343001187445164]
[null,15.30000000000015,5.8550758039349754E-2,5.878300803673938E-2,528.18652877258273,1.5343010263474719,5.8550758039349754E-2,5.8550758039349754E-2,1.5343010263474719]
[null,15.32500000000015,6.7247348915327448E-3,5.8799885156474302E-2,528.25558556139674,1.5343019009174119,6.7247348915327448E-3,6.7247348915327448E-3,1.5343019009174119]
[null,15.350000000000151,-3.7255455154747014E-2,5.881677197013211E-2,528.32468201522443,1.5343027420222926,-3.7255455154747014E-2,-3.7255455154747014E-2,1.5343027420222926]
[null,15.375000000000151,-1.3932930140640292E-2,5.883366848606722E-2,528.39381816825005,1.5343035492267743,-1.3932930140640292E-2,-1.3932930140640292E-2,1.5343035492267743]
[null,15.400000000000151,3.9901506541947018E-2,5.8850574712643676E-2,528.46299405469676,1.5343043220922161,3.9901506541947018E-2,3.9901506541947018E-2,1.5343043220922161]
[null,15.425000000000152,6.235486255155797E-2,5.8867490658235128E-2,528.53220970882774,1.5343050601766692,6.235486255155797E-2,6.235486255155797E-2,1.5343050601766692]
[null,15.450000000000152,9.983323929035974E-2,5.8884416331224841E-2,528.6014651649449,1.5343057630348715,9.983323929035974E-2,9.983323929035974E-2,1.5343057630348715]
[null,15.475000000000152,0.12548657304754871,5.8901351740005749E-2,528.67076045738997,1.5343064302182405,0.12548657304754871,0.12548657304754871,1.5343064302182405]
[null,15.500000000000153,0.11895826876157314,5.8918296892980435E-2,528.74009562054414,1.534307061274869,0.11895826876157314,0.11895826876157314,1.534307061274869]
[null,15.525000000000153,8.0142494973336906E-2,5.8935251798561149E-2,528.80947068882824,1.5343076557495179,8.0142494973336906E-2,8.0142494973336906E-2,1.5343076557495179]
[null,15.550000000000153,-1.7111450195636025E-2,5.8952216465169835E-2,528.87888569670258,1.5343082131836114,-1.7111450195636025E-2,-1.7111450195636025E-2,1.5343082131836114]
[null,15.575000000000154,-9.8618230561582407E-2,5.8969190901238124E-2,528.94834067866736,1.5343087331152312,-9.8618230561582407E-2,-9.8618230561582407E-2,1.5343087331152312]
[null,15.600000000000154,-0.11922821183246032,5.8986175115207373E-2,529.01783566926213,1.5343092150791109,-0.11922821183246032,-0.11922821183246032,1.5343092150791109]
[null,15.625000000000155,-0.1126482501384153,5.9003169115528664E-2,529.08737070306677,1.5343096586066307,-0.1126482501384153,-0.1126482501384153,1.5343096586066307]
[null,15.650000000000155,-8.5680169118406882E-2,5.9020172910662826E-2,529.15694581470075,1.5343100632258124,-8.5680169118406882E-2,-8.5680169118406882E-2,1.5343100632258124]
[null,15.675000000000155,-5.2721418221024823E-2,5.9037186509080429E-2,529.22656103882343,1.5343104284613136,-5.2721418221024823E-2,-5.2721418221024823E-2,1.5343104284613136]
[null,15.700000000000156,-4.2809951071162436E-2,5.9054209919261823E-2,529.29621641013409,1.5343107538344229,-4.2809951071162436E-2,-4.2809951071162436E-2,1.5343107538344229]
[null,15.725000000000156,-4.7203877219612923E-2,5.9071243149697146E-2,529.36591196337224,1.5343110388630556,-4.7203877219612923E-2,-4.7203877219612923E-2,1.5343110388630556]
[null,15.750000000000156,-6.3746036287342434E-2,5.9088286208886322E-2,529.43564773331741,1.5343112830617476,-6.3746036287342434E-2,-6.3746036287342434E-2,1.5343112830617476]
[null,15.775000000000157,-5.7335749310572511E-2,5.9105339105339105E-2,529.50542375478926,1.5343114859416516,-5.7335749310572511E-2,-5.7335749310572511E-2,1.5343114859416516]
[null,15.800000000000157,-5.5704434854710438E-2,5.9122401847575057E-2,529.57524006264771,1.5343116470105314,-5.5704434854710438E-2,-5.5704434854710438E-2,1.5343116470105314]
[null,15.825000000000157,-0.13820449445941171,5.913947444412359E-2,529.64509669179279,1.534311765772759,-0.13820449445941171,-0.13820449445941171,1.534311765772759]
[null,15.850000000000158,-0.16395531501747082,5.9156556903523977E-2,529.7149936771649,1.5343118417293082,-0.16395531501747082,-0.16395531501747082,1.5343118417293082]
[null,15.875000000000158,-6.1879084577746837E-2,5.9173649234325339E-2,529.78493105374503,1.5343118743777517,-6.1879084577746837E-2,-6.1879084577746837E-2,1.5343118743777517]
[null,15.900000000000158,7.5724462034437289E-4,5.9190751445086703E-2,529.8549088565544,1.5343118632122563,7.5724462034437289E-4,7.5724462034437289E-4,1.5343118632122563]
[null,15.925000000000159,-2.465396159337957E-2,5.9207863544376987E-2,529.92492712065484,1.5343118077235784,-2.465396159337957E-2,-2.465396159337957E-2,1.5343118077235784]
[null,15.950000000000159,-1.9384773515379219E-2,5.9224985540775016E-2,529.99498588114852,1.5343117073990604,-1.9384773515379219E-2,-1.9384773515379219E-2,1.5343117073990604]
[null,15.97500000000016,-5.0201728801257993E-3,5.9242117442869544E-2,530.06508517317855,1.5343115617226273,-5.0201728801257993E-3,-5.0201728801257993E-3,1.5343115617226273]
[null,16.00000000000016,-5.4523996852871612E-2,5.9259259259259262E-2,530.13522503192848,1.5343113701747813,-5.4523996852871612E-2,-5.4523996852871612E-2,1.5343113701747813]
[null,16.025000000000158,-2.3338419601204936E-2,5.9276410998552825E-2,530.20540549262273,1.5343111322325997,-2.3338419601204936E-2,-2.3338419601204936E-2,1.5343111322325997]
[null,16.050000000000157,9.5852837316251951E-2,5.9293572669368848E-2,530.27562659052637,1.5343108473697307,9.5852837316251951E-2,9.5852837316251951E-2,1.5343108473697307]
[null,16.075000000000156,0.16514899850855802,5.9310744280335941E-2,530.34588836094554,1.5343105150563898,0.16514899850855802,0.16514899850855802,1.5343105150563898]
[null,16.100000000000154,0.14784721063241915,5.93279258400927E-2,530.41619083922706,1.5343101347593566,0.14784721063241915,0.14784721063241915,1.5343101347593566]
[null,16.125000000000153,9.320135527845981E-2,5.9345117357287744E-2,530.48653406075869,1.534309705941971,9.320135527845981E-2,9.320135527845981E-2,1.534309705941971]
[null,16.150000000000151,0.10720832770400032,5.9362318840579707E-2,530.55691806096956,1.5343092280641315,0.10720832770400032,0.10720832770400032,1.5343092280641315]
[null,16.17500000000015,0.14058152995997228,5.9379530298637288E-2,530.62734287532953,1.5343087005822902,0.14058152995997228,0.14058152995997228,1.5343087005822902]
[null,16.200000000000149,0.17405089446788893,5.9396751740139211E-2,530.69780853934981,1.5343081229494517,0.17405089446788893,0.17405089446788893,1.5343081229494517]
[null,16.225000000000147,0.18474954104379737,5.9413983173774297E-2,530.76831508858277,1.5343074946151694,0.18474954104379737,0.18474954104379737,1.5343074946151694]
[null,16.250000000000146,9.7602036626426844E-2,5.9431224608241441E-2,530.83886255862205,1.5343068150255426,9.7602036626426844E-2,9.7602036626426844E-2,1.5343068150255426]
[null,16.275000000000144,4.3916744152778686E-2,5.9448476052249635E-2,530.90945098510258,1.534306083623215,4.3916744152778686E-2,4.3916744152778686E-2,1.534306083623215]
[null,16.300000000000143,8.4790337150683348E-2,5.9465737514518002E-2,530.98008040370064,1.5343052998473712,8.4790337150683348E-2,8.4790337150683348E-2,1.5343052998473712]
[null,16.325000000000141,0.12737961837096395,5.9483009003775775E-2,531.05075085013402,1.5343044631337346,0.12737961837096395,0.12737961837096395,1.5343044631337346]
[null,16.35000000000014,9.5383019812602651E-2,5.9500290528762351E-2,531.12146236016224,1.5343035729145662,9.5383019812602651E-2,9.5383019812602651E-2,1.5343035729145662]
[null,16.375000000000139,4.488538678153154E-2,5.9517582098227259E-2,531.19221496958585,1.534302628618661,4.488538678153154E-2,4.488538678153154E-2,1.534302628618661]
[null,16.400000000000137,-3.3027627441474003E-3,5.9534883720930236E-2,531.26300871424758,1.5343016296713476,-3.3027627441474003E-3,-3.3027627441474003E-3,1.5343016296713476]
[null,16.425000000000136,-6.459546951285737E-2,5.9552195405641176E-2,531.33384363003154,1.534300575494485,-6.459546951285737E-2,-6.459546951285737E-2,1.534300575494485]
[null,16.450000000000134,-3.8345956284587215E-2,5.9569517161140201E-2,531.40471975286357,1.5342994655064621,-3.8345956284587215E-2,-3.8345956284587215E-2,1.5342994655064621]
[null,16.475000000000133,-3.6802326967551299E-2,5.9586848996217634E-2,531.47563711871157,1.5342982991221956,-3.6802326967551299E-2,-3.6802326967551299E-2,1.5342982991221956]
[null,16.500000000000131,-0.11993684550726243,5.960419091967404E-2,531.54659576358506,1.5342970757531282,-0.11993684550726243,-0.11993684550726243,1.5342970757531282]
[null,16.52500000000013,-0.15511938159459784,5.9621542940320231E-2,531.6175957235356,1.5342957948072282,-0.15511938159459784,-0.15511938159459784,1.5342957948072282]
[null,16.550000000000129,-0.13579156368298781,5.9638905066977284E-2,531.68863703465684,1.5342944556889875,-0.13579156368298781,-0.13579156368298781,1.5342944556889875]
[null,16.575000000000127,-9.8469881081997432E-2,5.965627730847655E-2,531.75971973308424,1.5342930577994212,-9.8469881081997432E-2,-9.8469881081997432E-2,1.5342930577994212]
[null,16.600000000000126,-0.1015185953423561,5.9673659673659674E-2,531.83084385499558,1.5342916005360663,-0.1015185953423561,-0.1015185953423561,1.5342916005360663]
[null,16.625000000000124,-0.16552649495214411,5.9691052171378607E-2,531.9020094366108,1.5342900832929813,-0.16552649495214411,-0.16552649495214411,1.5342900832929813]
[null,16.650000000000123,-0.19038509935441464,5.970845481049563E-2,531.9732165141919,1.5342885054607451,-0.19038509935441464,-0.19038509935441464,1.5342885054607451]
[null,16.675000000000122,-0.12007353895630843,5.9725867599883346E-2,532.04446512404343,1.5342868664264566,-0.12007353895630843,-0.12007353895630843,1.5342868664264566]
[null,16.70000000000012,-1.0321017677430332E-2,5.9743290548424741E-2,532.11575530251218,1.5342851655737348,-1.0321017677430332E-2,-1.0321017677430332E-2,1.5342851655737348]
[null,16.725000000000119,0.1121622731378828,5.976072366501313E-2,532.18708708598729,1.5342834022827181,0.1121622731378828,0.1121622731378828,1.5342834022827181]
[null,16.750000000000117,0.16579961694045106,5.9778166958552245E-2,532.25846051090048,1.5342815759300641,0.16579961694045106,0.16579961694045106,1.5342815759300641]
[null,16.775000000000116,0.11571378617011968,5.9795620437956207E-2,532.32987561372602,1.53427968588895,0.11571378617011968,0.11571378617011968,1.53427968588895]
[null,16.800000000000114,0.10858373930757871,5.9813084112149535E-2,532.4013324309808,1.534277731529073,0.10858373930757871,0.10858373930757871,1.534277731529073]
[null,16.825000000000113,0.1859229589363342,5.9830557990067194E-2,532.47283099922436,1.5342757122166497,0.1859229589363342,0.1859229589363342,1.5342757122166497]
[null,16.850000000000112,0.23352459819808358,5.9848042080654591E-2,532.54437135505896,1.5342736273144177,0.23352459819808358,0.23352459819808358,1.5342736273144177]
[null,16.87500000000011,0.21510383139022016,5.9865536392867583E-2,532.61595353512962,1.5342714761816352,0.21510383139022016,0.21510383139022016,1.5342714761816352]
[null,16.900000000000109,0.21589882565492322,5.9883040935672517E-2,532.68757757612423,1.5342692581740824,0.21589882565492322,0.21589882565492322,1.5342692581740824]
[null,16.925000000000107,0.20334263166678579,5.9900555718046214E-2,532.75924351477386,1.5342669726440619,0.20334263166678579,0.20334263166678579,1.5342669726440619]
[null,16.950000000000106,0.18009348666311692,5.9918080748976012E-2,532.830951387852,1.5342646189404003,0.18009348666311692,0.18009348666311692,1.5342646189404003]
[null,16.975000000000104,0.23487113463509998,5.9935616037459762E-2,532.9027012321759,1.5342621964084486,0.23487113463509998,0.23487113463509998,1.5342621964084486]
[null,17.000000000000103,0.2464858392474443,5.9953161592505855E-2,532.97449308460523,1.534259704390085,0.2464858392474443,0.2464858392474443,1.534259704390085]
[null,17.025000000000102,0.20156839838193105,5.9970717423133237E-2,533.04632698204341,1.5342571422237137,0.20156839838193105,0.20156839838193105,1.5342571422237137]
[null,17.0500000000001,0.18335757257865828,5.9988283538371413E-2,533.11820296143674,1.5342545092442692,0.18335757257865828,0.18335757257865828,1.5342545092442692]
[null,17.075000000000099,0.11925827909305489,6.0005859947260473E-2,533.19012105977481,1.5342518047832172,0.11925827909305489,0.11925827909305489,1.5342518047832172]
[null,17.100000000000097,6.2346915258008916E-2,6.0023446658851114E-2,533.26208131409089,1.5342490281685552,6.2346915258008916E-2,6.2346915258008916E-2,1.5342490281685552]
[null,17.125000000000096,2.2984367673588687E-2,6.0041043682204635E-2,533.33408376146144,1.5342461787248167,2.2984367673588687E-2,2.2984367673588687E-2,1.5342461787248167]
[null,17.150000000000095,-3.6566027439355504E-2,6.0058651026392962E-2,533.40612843900635,1.5342432557730719,-3.6566027439355504E-2,-3.6566027439355504E-2,1.5342432557730719]
[null,17.175000000000093,-5.6387372280369927E-2,6.0076268700498682E-2,533.47821538388916,1.5342402586309301,-5.6387372280369927E-2,-5.6387372280369927E-2,1.5342402586309301]
[null,17.200000000000092,-2.533424992118934E-2,6.0093896713615022E-2,533.5503446333172,1.5342371866125428,-2.533424992118934E-2,-2.533424992118934E-2,1.5342371866125428]
[null,17.22500000000009,8.822608460688712E-2,6.0111535074845908E-2,533.62251622454119,1.5342340390286067,8.822608460688712E-2,8.822608460688712E-2,1.5342340390286067]
[null,17.250000000000089,0.10199278385745732,6.0129183793305931E-2,533.69473019485565,1.5342308151863648,0.10199278385745732,0.10199278385745732,1.5342308151863648]
[null,17.275000000000087,3.8530465949820819E-2,6.0146842878120409E-2,533.7669865815991,1.5342275143896114,3.8530465949820819E-2,3.8530465949820819E-2,1.5342275143896114]
[null,17.300000000000086,7.0600841883296614E-2,6.0164512338425381E-2,533.83928542215381,1.5342241359386941,7.0600841883296614E-2,7.0600841883296614E-2,1.5342241359386941]
[null,17.325000000000085,-1.5739614874154622E-3,6.0182192183367615E-2,533.91162675394605,1.5342206791305164,-1.5739614874154622E-3,-1.5739614874154622E-3,1.5342206791305164]
[null,17.350000000000083,-4.5787801964041211E-2,6.0199882422104646E-2,533.98401061444588,1.5342171432585432,-4.5787801964041211E-2,-4.5787801964041211E-2,1.5342171432585432]
[null,17.375000000000082,-1.0342078005335417E-2,6.0217583063804765E-2,534.05643704116778,1.5342135276128019,-1.0342078005335417E-2,-1.0342078005335417E-2,1.5342135276128019]
[null,17.40000000000008,-5.7233361678680247E-2,6.023529411764706E-2,534.12890607167003,1.5342098314798887,-5.7233361678680247E-2,-5.7233361678680247E-2,1.5342098314798887]
[null,17.425000000000079,-6.9897771313978726E-3,6.0253015592821417E-2,534.20141774355545,1.5342060541429694,-6.9897771313978726E-3,-6.9897771313978726E-3,1.5342060541429694]
[null,17.450000000000077,5.4800827578168176E-2,6.0270747498528544E-2,534.27397209447076,1.5342021948817868,5.4800827578168176E-2,5.4800827578168176E-2,1.5342021948817868]
[null,17.475000000000076,6.0800371933338079E-2,6.0288489843979984E-2,534.34656916210724,1.5341982529726623,6.0800371933338079E-2,6.0800371933338079E-2,1.5341982529726623]
[null,17.500000000000075,9.4713062966406789E-2,6.0306242638398115E-2,534.41920898420051,1.5341942276885017,9.4713062966406789E-2,9.4713062966406789E-2,1.5341942276885017]
[null,17.525000000000073,6.9864260226180058E-2,6.0324005891016198E-2,534.49189159853063,1.5341901182987989,6.9864260226180058E-2,6.9864260226180058E-2,1.5341901182987989]
[null,17.550000000000072,5.5724038178798327E-2,6.0341779611078374E-2,534.56461704292235,1.5341859240696409,5.5724038178798327E-2,5.5724038178798327E-2,1.5341859240696409]
[null,17.57500000000007,2.9435318302352052E-2,6.0359563807839668E-2,534.63738535524465,1.5341816442637133,2.9435318302352052E-2,2.9435318302352052E-2,1.5341816442637133]
[null,17.600000000000069,-4.9618794819424168E-2,6.0377358490566038E-2,534.71019657341139,1.5341772781403038,-4.9618794819424168E-2,-4.9618794819424168E-2,1.5341772781403038]
[null,17.625000000000068,-5.6480620524680211E-2,6.0395163668534355E-2,534.78305073538138,1.5341728249553086,-5.6480620524680211E-2,-5.6480620524680211E-2,1.5341728249553086]
[null,17.650000000000066,-4.4660478374089742E-2,6.0412979351032452E-2,534.85594787915784,1.5341682839612376,-4.4660478374089742E-2,-4.4660478374089742E-2,1.5341682839612376]
[null,17.675000000000065,-5.1149443556996611E-2,6.04308055473591E-2,534.92888804278891,1.5341636544072195,-5.1149443556996611E-2,-5.1149443556996611E-2,1.5341636544072195]
[null,17.700000000000063,4.1446592862800724E-2,6.0448642266824087E-2,535.00187126436788,1.5341589355390077,4.1446592862800724E-2,4.1446592862800724E-2,1.5341589355390077]
[null,17.725000000000062,0.13935486520065576,6.0466489518748154E-2,535.0748975820328,1.5341541265989855,0.13935486520065576,0.13935486520065576,1.5341541265989855]
[null,17.75000000000006,9.1537324464153774E-2,6.0484347312463084E-2,535.14796703396678,1.5341492268261734,9.1537324464153774E-2,9.1537324464153774E-2,1.5341492268261734]
[null,17.775000000000059,9.575190668817736E-2,6.0502215657311668E-2,535.22107965839825,1.534144235456234,9.575190668817736E-2,9.575190668817736E-2,1.534144235456234]
[null,17.800000000000058,0.19720586404300003,6.0520094562647751E-2,535.2942354936007,1.5341391517214786,0.19720586404300003,0.19720586404300003,1.5341391517214786]
[null,17.825000000000056,0.11443016580703443,6.0537984037836237E-2,535.36743457789282,1.5341339748508744,0.11443016580703443,0.11443016580703443,1.5341339748508744]
[null,17.850000000000055,-5.9254490883129687E-2,6.0555884092253105E-2,535.44067694963871,1.5341287040700504,-5.9254490883129687E-2,-5.9254490883129687E-2,1.5341287040700504]
[null,17.875000000000053,-6.6222942776837393E-2,6.0573794735285416E-2,535.51396264724781,1.5341233386013045,-6.6222942776837393E-2,-6.6222942776837393E-2,1.5341233386013045]
[null,17.900000000000052,-5.9734507413501331E-3,6.059171597633136E-2,535.58729170917502,1.53411787766361,-5.9734507413501331E-3,-5.9734507413501331E-3,1.53411787766361]
[null,17.92500000000005,3.7972433487775702E-2,6.0609647824800238E-2,535.66066417392074,1.5341123204726239,3.7972433487775702E-2,3.7972433487775702E-2,1.5341123204726239]
[null,17.950000000000049,0.10798941420499256,6.0627590290112492E-2,535.73408008003105,1.534106666240693,0.10798941420499256,0.10798941420499256,1.534106666240693]
[null,17.975000000000048,0.13826145006318091,6.0645543381699731E-2,535.80753946609764,1.5341009141768625,0.13826145006318091,0.13826145006318091,1.5341009141768625]
[null,18.000000000000046,0.1218398249476139,6.0663507109004741E-2,535.88104237075777,1.5340950634868824,0.1218398249476139,0.1218398249476139,1.5340950634868824]
[null,18.025000000000045,0.13592481330482911,6.0681481481481482E-2,535.95458883269475,1.5340891133732164,0.13592481330482911,0.13592481330482911,1.5340891133732164]
[null,18.050000000000043,0.14380905832518759,6.0699466508595139E-2,536.02817889063772,1.5340830630350497,0.14380905832518759,0.14380905832518759,1.5340830630350497]
[null,18.075000000000042,7.8466675673599537E-2,6.0717462199822117E-2,536.10181258336149,1.5340769116682968,7.8466675673599537E-2,7.8466675673599537E-2,1.5340769116682968]
[null,18.100000000000041,-5.1971326164875322E-3,6.0735468564650057E-2,536.17548994968706,1.5340706584656101,-5.1971326164875322E-3,-5.1971326164875322E-3,1.5340706584656101]
[null,18.125000000000039,1.3182573174705463E-2,6.0753485612577873E-2,536.24921102848168,1.5340643026163885,1.3182573174705463E-2,1.3182573174705463E-2,1.5340643026163885]
[null,18.150000000000038,0.1090744846842409,6.077151335311573E-2,536.32297585865831,1.5340578433067864,0.1090744846842409,0.1090744846842409,1.5340578433067864]
[null,18.175000000000036,6.6286388670338245E-2,6.0789551795785102E-2,536.39678447917629,1.5340512797197214,6.6286388670338245E-2,6.6286388670338245E-2,1.5340512797197214]
[null,18.200000000000035,-8.9877532206406999E-2,6.0807600950118765E-2,536.47063692904146,1.5340446110348851,-8.9877532206406999E-2,-8.9877532206406999E-2,1.5340446110348851]
[null,18.225000000000033,-9.7329709367475079E-2,6.0825660825660828E-2,536.54453324730571,1.5340378364287506,-9.7329709367475079E-2,-9.7329709367475079E-2,1.5340378364287506]
[null,18.250000000000032,2.7432732782850949E-2,6.0843731431966724E-2,536.61847347306741,1.5340309550745832,2.7432732782850949E-2,2.7432732782850949E-2,1.5340309550745832]
[null,18.275000000000031,8.2732120576337942E-2,6.0861812778603266E-2,536.69245764547145,1.5340239661424497,8.2732120576337942E-2,8.2732120576337942E-2,1.5340239661424497]
[null,18.300000000000029,3.1314588316948389E-2,6.0879904875148633E-2,536.76648580370932,1.5340168687992273,3.1314588316948389E-2,3.1314588316948389E-2,1.5340168687992273]
[null,18.325000000000028,-3.0627544789621593E-2,6.0898007731192388E-2,536.840557987019,1.5340096622086148,-3.0627544789621593E-2,-3.0627544789621593E-2,1.5340096622086148]
[null,18.350000000000026,-2.3233382871463131E-2,6.0916121356335513E-2,536.91467423468521,1.5340023455311413,-2.3233382871463131E-2,-2.3233382871463131E-2,1.5340023455311413]
[null,18.375000000000025,-3.2779936792528292E-3,6.0934245760190422E-2,536.98883458603939,1.5339949179241783,-3.2779936792528292E-3,-3.2779936792528292E-3,1.5339949179241783]
[null,18.400000000000023,-2.3915922932445072E-2,6.0952380952380952E-2,537.06303908045982,1.5339873785419487,-2.3915922932445072E-2,-2.3915922932445072E-2,1.5339873785419487]
[null,18.425000000000022,5.7362240289068897E-3,6.0970526942542423E-2,537.13728775737172,1.5339797265355375,5.7362240289068897E-3,5.7362240289068897E-3,1.5339797265355375]
[null,18.450000000000021,4.4985655135143632E-2,6.0988683740321618E-2,537.21158065624729,1.5339719610529032,4.4985655135143632E-2,4.4985655135143632E-2,1.5339719610529032]
[null,18.475000000000019,3.9764813092901273E-2,6.1006851355376826E-2,537.28591781660555,1.5339640812388895,3.9764813092901273E-2,3.9764813092901273E-2,1.5339640812388895]
[null,18.500000000000018,1.6973829562342418E-2,6.1025029797377832E-2,537.36029927801303,1.5339560862352342,1.6973829562342418E-2,1.6973829562342418E-2,1.5339560862352342]
[null,18.525000000000016,-2.7774731315250406E-2,6.1043219076005961E-2,537.4347250800829,1.5339479751805831,-2.7774731315250406E-2,-2.7774731315250406E-2,1.5339479751805831]
[null,18.550000000000015,6.0956668706472192E-2,6.1061419200954085E-2,537.50919526247617,1.5339397472104994,6.0956668706472192E-2,6.0956668706472192E-2,1.5339397472104994]
[null,18.575000000000014,0.20872798268549644,6.1079630181926636E-2,537.58370986490058,1.5339314014574774,0.20872798268549644,0.20872798268549644,1.5339314014574774]
[null,18.600000000000012,0.15541594809887482,6.109785202863962E-2,537.65826892711164,1.5339229370509524,0.15541594809887482,0.15541594809887482,1.5339229370509524]
[null,18.625000000000011,6.9583588309001437E-2,6.111608475082065E-2,537.73287248891222,1.5339143531173145,6.9583588309001437E-2,6.9583588309001437E-2,1.5339143531173145]
[null,18.650000000000009,4.2301059374230156E-2,6.1134328358208957E-2,537.80752059015276,1.5339056487799201,4.2301059374230156E-2,4.2301059374230156E-2,1.5339056487799201]
[null,18.675000000000008,4.3368380897887511E-3,6.1152582860555388E-2,537.88221327073109,1.5338968231591037,4.3368380897887511E-3,4.3368380897887511E-3,1.5338968231591037]
[null,18.700000000000006,4.6232982857687732E-2,6.1170848267622459E-2,537.95695057059288,1.5338878753721921,4.6232982857687732E-2,4.6232982857687732E-2,1.5338878753721921]
[null,18.725000000000005,1.9011383173460041E-2,6.1189124589184345E-2,538.03173252973158,1.5338788045335157,1.9011383173460041E-2,1.9011383173460041E-2,1.5338788045335157]
[null,18.750000000000004,-0.10455247465475631,6.1207411835026898E-2,538.10655918818838,1.5338696097544218,-0.10455247465475631,-0.10455247465475631,1.5338696097544218]
[null,18.775000000000002,-0.1317718226058113,6.1225710014947685E-2,538.18143058605233,1.5338602901432887,-0.1317718226058113,-0.1317718226058113,1.5338602901432887]
[null,18.8,-7.855303626350052E-2,6.1244019138755983E-2,538.25634676346044,1.5338508448055381,-7.855303626350052E-2,-7.855303626350052E-2,1.5338508448055381]
[null,18.824999999999999,5.4872088310323926E-3,6.1262339216272811E-2,538.33130776059772,1.5338412728436488,5.4872088310323926E-3,5.4872088310323926E-3,1.5338412728436488]
[null,18.849999999999998,4.39438974057383E-2,6.1280670257330937E-2,538.40631361769749,1.5338315733571701,4.39438974057383E-2,4.39438974057383E-2,1.5338315733571701]
[null,18.874999999999996,9.2539610635600077E-3,6.1299012271774915E-2,538.48136437504093,1.533821745442737,9.2539610635600077E-3,9.2539610635600077E-3,1.533821745442737]
[null,18.899999999999995,-6.4845941714547547E-3,6.1317365269461077E-2,538.55646007295752,1.533811788194082,-6.4845941714547547E-3,-6.4845941714547547E-3,1.533811788194082]
[null,18.924999999999994,-6.4626463957699304E-2,6.1335729260257564E-2,538.63160075182543,1.5338017007020524,-6.4626463957699304E-2,-6.4626463957699304E-2,1.5338017007020524]
[null,18.949999999999992,-0.17770876877879252,6.1354104254044341E-2,538.70678645207056,1.5337914820546212,-0.17770876877879252,-0.17770876877879252,1.5337914820546212]
[null,18.974999999999991,-0.12979148950824762,6.1372490260713217E-2,538.78201721416792,1.5337811313369047,-0.12979148950824762,-0.12979148950824762,1.5337811313369047]
[null,18.999999999999989,-3.7418242217612745E-2,6.1390887290167867E-2,538.85729307864062,1.5337706476311757,-3.7418242217612745E-2,-3.7418242217612745E-2,1.5337706476311757]
[null,19.024999999999988,-8.1013915711004747E-2,6.1409295352323839E-2,538.93261408606043,1.5337600300168788,-8.1013915711004747E-2,-8.1013915711004747E-2,1.5337600300168788]
[null,19.049999999999986,-6.0156641155854222E-2,6.1427714457108581E-2,539.00798027704809,1.5337492775706456,-6.0156641155854222E-2,-6.0156641155854222E-2,1.5337492775706456]
[null,19.074999999999985,-3.3511352708834888E-2,6.1446144614461448E-2,539.0833916922727,1.5337383893663104,-3.3511352708834888E-2,-3.3511352708834888E-2,1.5337383893663104]
[null,19.099999999999984,-5.6388299464617347E-2,6.1464585834333736E-2,539.15884837245244,1.533727364474925,-5.6388299464617347E-2,-5.6388299464617347E-2,1.533727364474925]
[null,19.124999999999982,-3.1710628445482968E-2,6.1483038126688684E-2,539.23435035835439,1.5337162019647748,-3.1710628445482968E-2,-3.1710628445482968E-2,1.5337162019647748]
[null,19.149999999999981,-7.5744860087896965E-2,6.15015015015015E-2,539.30989769079429,1.5337049009013948,-7.5744860087896965E-2,-7.5744860087896965E-2,1.5337049009013948]
[null,19.174999999999979,-6.466964425264965E-2,6.151997596875939E-2,539.38549041063732,1.5336934603475854,-6.466964425264965E-2,-6.466964425264965E-2,1.5336934603475854]
[null,19.199999999999978,-6.1512052070667551E-3,6.1538461538461542E-2,539.46112855879755,1.5336818793634286,-6.1512052070667551E-3,-6.1512052070667551E-3,1.5336818793634286]
[null,19.224999999999977,-7.3879497837011435E-2,6.1556958220619178E-2,539.5368121762383,1.5336701570063049,-7.3879497837011435E-2,-7.3879497837011435E-2,1.5336701570063049]
[null,19.249999999999975,-9.3870649850193555E-2,6.1575466025255564E-2,539.61254130397219,1.5336582923309092,-9.3870649850193555E-2,-9.3870649850193555E-2,1.5336582923309092]
[null,19.274999999999974,-6.7324967482324027E-2,6.1593984962406013E-2,539.6883159830611,1.5336462843892682,-6.7324967482324027E-2,-6.7324967482324027E-2,1.5336462843892682]
[null,19.299999999999972,-5.1222028838079109E-2,6.1612515042117927E-2,539.76413625461635,1.5336341322307572,-5.1222028838079109E-2,-5.1222028838079109E-2,1.5336341322307572]
[null,19.324999999999971,6.7124165865314377E-3,6.1631056274450799E-2,539.84000215979881,1.5336218349021162,6.7124165865314377E-3,6.7124165865314377E-3,1.5336218349021162]
[null,19.349999999999969,5.3347532497806244E-3,6.1649608669476219E-2,539.91591373981885,1.5336093914474695,5.3347532497806244E-3,5.3347532497806244E-3,1.5336093914474695]
[null,19.374999999999968,-3.6693978865497523E-2,6.1668172237277927E-2,539.99187103593647,1.5335968009083409,-3.6693978865497523E-2,-3.6693978865497523E-2,1.5335968009083409]
[null,19.399999999999967,-3.4084749938408307E-2,6.1686746987951804E-2,540.06787408946127,1.5335840623236732,-3.4084749938408307E-2,-3.4084749938408307E-2,1.5335840623236732]
[null,19.424999999999965,5.8885471552662938E-3,6.1705332931605905E-2,540.14392294175298,1.5335711747298437,5.8885471552662938E-3,5.8885471552662938E-3,1.5335711747298437]
[null,19.449999999999964,-5.4040668950189136E-2,6.172393007836046E-2,540.22001763422088,1.5335581371606852,-5.4040668950189136E-2,-5.4040668950189136E-2,1.5335581371606852]
[null,19.474999999999962,-0.19027794334639334,6.1742538438347906E-2,540.2961582083243,1.5335449486475023,-0.19027794334639334,-0.19027794334639334,1.5335449486475023]
[null,19.499999999999961,-0.16515734316678451,6.1761158021712906E-2,540.37234470557246,1.5335316082190897,-0.16515734316678451,-0.16515734316678451,1.5335316082190897]
[null,19.524999999999959,-6.1415889818722182E-2,6.1779788838612369E-2,540.44857716752483,1.533518114901752,-6.1415889818722182E-2,-6.1415889818722182E-2,1.533518114901752]
[null,19.549999999999958,-1.0759973191129729E-2,6.1798430899215447E-2,540.52485563579103,1.5335044677193213,-1.0759973191129729E-2,-1.0759973191129729E-2,1.5335044677193213]
[null,19.574999999999957,-1.3788156943152928E-2,6.1817084213703591E-2,540.60118015203091,1.5334906656931766,-1.3788156943152928E-2,-1.3788156943152928E-2,1.5334906656931766]
[null,19.599999999999955,-6.7647627600420618E-2,6.183574879227053E-2,540.67755075795435,1.5334767078422629,-6.7647627600420618E-2,-6.7647627600420618E-2,1.5334767078422629]
[null,19.624999999999954,-6.9694320599120022E-2,6.1854424645122322E-2,540.75396749532217,1.5334625931831105,-6.9694320599120022E-2,-6.9694320599120022E-2,1.5334625931831105]
[null,19.649999999999952,-2.4705751456341518E-2,6.1873111782477341E-2,540.83043040594509,1.5334483207298544,-2.4705751456341518E-2,-2.4705751456341518E-2,1.5334483207298544]
[null,19.674999999999951,-7.6153483431217486E-2,6.1891810214566335E-2,540.90693953168477,1.5334338894942539,-7.6153483431217486E-2,-7.6153483431217486E-2,1.5334338894942539]
[null,19.69999999999995,-0.22583426714032537,6.1910519951632409E-2,540.98349491445333,1.533419298485712,-0.22583426714032537,-0.22583426714032537,1.533419298485712]
[null,19.724999999999948,-0.2153364221814261,6.1929241003931053E-2,541.06009659621361,1.5334045467112962,-0.2153364221814261,-0.2153364221814261,1.5334045467112962]
[null,19.749999999999947,-2.9842882006532661E-2,6.1947973381730186E-2,541.13674461897915,1.5333896331757582,-2.9842882006532661E-2,-2.9842882006532661E-2,1.5333896331757582]
[null,19.774999999999945,3.5875407629931674E-2,6.1966717095310139E-2,541.21343902481442,1.5333745568815538,3.5875407629931674E-2,3.5875407629931674E-2,1.5333745568815538]
[null,19.799999999999944,1.8265264764084552E-2,6.1985472154963681E-2,541.29017985583482,1.5333593168288644,1.8265264764084552E-2,1.8265264764084552E-2,1.5333593168288644]
[null,19.824999999999942,3.1121733993488495E-2,6.2004238570996066E-2,541.3669671542068,1.5333439120156165,3.1121733993488495E-2,3.1121733993488495E-2,1.5333439120156165]
[null,19.849999999999941,-3.6858090477287948E-2,6.2023016353725015E-2,541.44380096214763,1.5333283414375034,-3.6858090477287948E-2,-3.6858090477287948E-2,1.5333283414375034]
[null,19.87499999999994,-0.12868880252829895,6.2041805513480763E-2,541.52068132192619,1.5333126040880058,-0.12868880252829895,-0.12868880252829895,1.5333126040880058]
[null,19.899999999999938,-0.1787411222108311,6.2060606060606059E-2,541.59760827586206,1.5332966989584136,-0.1787411222108311,-0.1787411222108311,1.5332966989584136]
[null,19.924999999999937,-0.23938480000635781,6.2079418005456202E-2,541.67458186632666,1.5332806250378457,-0.23938480000635781,-0.23938480000635781,1.5332806250378457]
[null,19.949999999999935,-0.19332705497142944,6.2098241358399031E-2,541.75160213574236,1.5332643813132731,-0.19332705497142944,-0.19332705497142944,1.5332643813132731]
[null,19.974999999999934,-7.7291006047890437E-2,6.2117076129814985E-2,541.82866912658324,1.5332479667695402,-7.7291006047890437E-2,-7.7291006047890437E-2,1.5332479667695402]
[null,19.999999999999932,-1.9885453008977823E-2,6.2135922330097085E-2,541.90578288137488,1.5332313803893858,-1.9885453008977823E-2,-1.9885453008977823E-2,1.5332313803893858]
[null,20.024999999999931,6.3503908743877346E-2,6.2154779969650985E-2,541.98294344269448,1.5332146211534663,6.3503908743877346E-2,6.3503908743877346E-2,1.5332146211534663]
[null,20.04999999999993,0.10793378315014816,6.2173649058894963E-2,542.06015085317085,1.533197688040377,0.10793378315014816,0.10793378315014816,1.533197688040377]
[null,20.074999999999928,6.1845441035055466E-2,6.2192529608259946E-2,542.13740515548488,1.5331805800266749,6.1845441035055466E-2,6.1845441035055466E-2,1.5331805800266749]
[null,20.099999999999927,2.1853467801540204E-2,6.2211421628189552E-2,542.21470639236884,1.5331632960869008,2.1853467801540204E-2,2.1853467801540204E-2,1.5331632960869008]
[null,20.124999999999925,-2.4001488792991528E-2,6.2230325129140077E-2,542.29205460660739,1.5331458351936025,-2.4001488792991528E-2,-2.4001488792991528E-2,1.5331458351936025]
[null,20.149999999999924,-5.3186732258329449E-2,6.2249240121580549E-2,542.36944984103695,1.5331281963173566,-5.3186732258329449E-2,-5.3186732258329449E-2,1.5331281963173566]
[null,20.174999999999923,-5.6955603769136394E-2,6.2268166615992701E-2,542.4468921385461,1.5331103784267937,-5.6955603769136394E-2,-5.6955603769136394E-2,1.5331103784267937]
[null,20.199999999999921,-8.8983196772339138E-2,6.2287104622871049E-2,542.52438154207573,1.5330923804886183,-8.8983196772339138E-2,-8.8983196772339138E-2,1.5330923804886183]
[null,20.22499999999992,-5.9283233594799291E-2,6.2306054152722848E-2,542.60191809461867,1.5330742014676346,-5.9283233594799291E-2,-5.9283233594799291E-2,1.5330742014676346]
[null,20.249999999999918,1.5451393028104268E-2,6.2325015216068168E-2,542.67950183922039,1.5330558403267696,1.5451393028104268E-2,1.5451393028104268E-2,1.5330558403267696]
[null,20.274999999999917,4.6449281697118025E-2,6.2343987823439875E-2,542.75713281897868,1.5330372960270957,4.6449281697118025E-2,4.6449281697118025E-2,1.5330372960270957]
[null,20.299999999999915,0.11472487794281656,6.2362971985383681E-2,542.8348110770437,1.5330185675278551,0.11472487794281656,0.11472487794281656,1.5330185675278551]
[null,20.324999999999914,0.11035267439673423,6.2381967712458117E-2,542.91253665661839,1.5329996537864845,0.11035267439673423,0.11035267439673423,1.5329996537864845]
[null,20.349999999999913,2.9548567235427994E-2,6.240097501523461E-2,542.9903096009582,1.532980553758637,2.9548567235427994E-2,2.9548567235427994E-2,1.532980553758637]
[null,20.374999999999911,1.3301650123050596E-2,6.241999390429747E-2,543.06812995337145,1.5329612663982091,1.3301650123050596E-2,1.3301650123050596E-2,1.5329612663982091]
[null,20.39999999999991,-6.6581498170797976E-2,6.2439024390243902E-2,543.14599775721899,1.5329417906573626,-6.6581498170797976E-2,-6.6581498170797976E-2,1.5329417906573626]
[null,20.424999999999908,-0.13463192109926966,6.2458066483684051E-2,543.22391305591486,1.5329221254865508,-0.13463192109926966,-0.13463192109926966,1.5329221254865508]
[null,20.449999999999907,-9.7266660838651403E-2,6.2477120195241001E-2,543.30187589292609,1.5329022698345427,-9.7266660838651403E-2,-9.7266660838651403E-2,1.5329022698345427]
[null,20.474999999999905,-1.8756010140746585E-2,6.2496185535550808E-2,543.37988631177245,1.5328822226484475,-1.8756010140746585E-2,-1.8756010140746585E-2,1.5328822226484475]
[null,20.499999999999904,0.10218577063581,6.2515262515262515E-2,543.45794435602716,1.5328619828737398,0.10218577063581,0.10218577063581,1.5328619828737398]
[null,20.524999999999903,9.5155727217096253E-2,6.2534351145038164E-2,543.5360500693165,1.5328415494542846,9.5155727217096253E-2,9.5155727217096253E-2,1.5328415494542846]
[null,20.549999999999901,-5.9842987970446654E-2,6.255345143555284E-2,543.61420349532023,1.5328209213323631,-5.9842987970446654E-2,-5.9842987970446654E-2,1.5328209213323631]
[null,20.5749999999999,-0.19023516041612029,6.257256339749466E-2,543.69240467777115,1.5328000974486977,-0.19023516041612029,-0.19023516041612029,1.5328000974486977]
[null,20.599999999999898,-0.18930797616871572,6.2591687041564786E-2,543.77065366045588,1.5327790767424769,-0.18930797616871572,-0.18930797616871572,1.5327790767424769]
[null,20.624999999999897,-7.5012914352017401E-2,6.2610822378477524E-2,543.84895048721432,1.5327578581513825,-7.5012914352017401E-2,-7.5012914352017401E-2,1.5327578581513825]
[null,20.649999999999896,-6.03068450039339E-2,6.2629969418960249E-2,543.92729520194041,1.5327364406116137,-6.03068450039339E-2,-6.03068450039339E-2,1.5327364406116137]
[null,20.674999999999894,-7.6085136706694451E-2,6.2649128173753441E-2,544.00568784858115,1.5327148230579151,-7.6085136706694451E-2,-7.6085136706694451E-2,1.5327148230579151]
[null,20.699999999999893,4.9012283866729893E-3,6.2668298653610774E-2,544.08412847113777,1.5326930044236005,4.9012283866729893E-3,4.9012283866729893E-3,1.5326930044236005]
[null,20.724999999999891,-1.8965818690445061E-2,6.2687480869299053E-2,544.16261711366542,1.5326709836405807,-1.8965818690445061E-2,-1.8965818690445061E-2,1.5326709836405807]
[null,20.74999999999989,-0.12034719076418525,6.270667483159828E-2,544.24115382027298,1.5326487596393896,-0.12034719076418525,-0.12034719076418525,1.5326487596393896]
[null,20.774999999999888,-0.10451949338652723,6.2725880551301683E-2,544.31973863512349,1.5326263313492106,-0.10451949338652723,-0.10451949338652723,1.5326263313492106]
[null,20.799999999999887,1.2712755671056217E-2,6.2745098039215685E-2,544.39837160243405,1.5326036976979029,1.2712755671056217E-2,1.2712755671056217E-2,1.5326036976979029]
[null,20.824999999999886,2.9811622651906818E-3,6.2764327306159981E-2,544.47705276647616,1.5325808576120288,2.9811622651906818E-3,2.9811622651906818E-3,1.5325808576120288]
[null,20.849999999999884,-0.13363572785287958,6.2783568362967501E-2,544.55578217157517,1.53255781001688,-0.13363572785287958,-0.13363572785287958,1.53255781001688]
[null,20.874999999999883,-4.1814155189450204E-2,6.2802821220484514E-2,544.63455986211125,1.5325345538365054,-4.1814155189450204E-2,-4.1814155189450204E-2,1.5325345538365054]
[null,20.899999999999881,0.1473527565187675,6.2822085889570556E-2,544.71338588251888,1.5325110879937374,0.1473527565187675,0.1473527565187675,1.5325110879937374]
[null,20.92499999999988,0.16707409791595473,6.2841362381098498E-2,544.79226027728703,1.5324874114102196,0.16707409791595473,0.16707409791595473,1.5324874114102196]
[null,20.949999999999878,0.13308815932734103,6.2860650705954577E-2,544.87118309095922,1.5324635230064345,0.13308815932734103,0.13308815932734103,1.5324635230064345]
[null,20.974999999999877,-2.6133350287559282E-3,6.2879950875038379E-2,544.95015436813378,1.5324394217017303,-2.6133350287559282E-3,-2.6133350287559282E-3,1.5324394217017303]
[null,20.999999999999876,-0.13250376834169128,6.2899262899262898E-2,545.02917415346383,1.5324151064143487,-0.13250376834169128,-0.13250376834169128,1.5324151064143487]
[null,21.024999999999874,-2.8793574348255788E-2,6.2918586789554531E-2,545.10824249165739,1.5323905760614531,-2.8793574348255788E-2,-2.8793574348255788E-2,1.5323905760614531]
[null,21.049999999999873,3.5942827170207185E-2,6.2937922556853099E-2,545.18735942747742,1.5323658295591562,3.5942827170207185E-2,3.5942827170207185E-2,1.5323658295591562]
[null,21.074999999999871,-7.2347259640729508E-2,6.2957270212111893E-2,545.26652500574187,1.532340865822547,-7.2347259640729508E-2,-7.2347259640729508E-2,1.532340865822547]
[null,21.09999999999987,-5.4724533560096038E-2,6.2976629766297657E-2,545.34573927132374,1.5323156837657212,-5.4724533560096038E-2,-5.4724533560096038E-2,1.5323156837657212]
[null,21.124999999999869,5.5770000026490935E-2,6.2996001230390647E-2,545.42500226915149,1.5322902823018065,5.5770000026490935E-2,5.5770000026490935E-2,1.5322902823018065]
[null,21.149999999999867,0.137528312233269,6.3015384615384612E-2,545.50431404420863,1.5322646603429937,0.137528312233269,0.137528312233269,1.5322646603429937]
[null,21.174999999999866,0.226960796000922,6.3034779932286858E-2,545.58367464153434,1.5322388168005621,0.226960796000922,0.226960796000922,1.5322388168005621]
[null,21.199999999999864,0.18899710453605026,6.3054187192118222E-2,545.66308410622275,1.5322127505849108,0.18899710453605026,0.18899710453605026,1.5322127505849108]
[null,21.224999999999863,8.3768580110043567E-2,6.3073606405913155E-2,545.74254248342413,1.5321864606055857,8.3768580110043567E-2,8.3768580110043567E-2,1.5321864606055857]
[null,21.249999999999861,6.806234386879545E-2,6.3093037584719652E-2,545.82204981834411,1.5321599457713084,6.806234386879545E-2,6.806234386879545E-2,1.5321599457713084]
[null,21.27499999999986,8.2506814804218426E-2,6.311248073959938E-2,545.90160615624393,1.5321332049900058,8.2506814804218426E-2,8.2506814804218426E-2,1.5321332049900058]
[null,21.299999999999859,3.0148985263068681E-2,6.3131935881627618E-2,545.98121154244086,1.5321062371688374,3.0148985263068681E-2,3.0148985263068681E-2,1.5321062371688374]
[null,21.324999999999857,-3.0848479550289194E-2,6.3151403021893315E-2,546.06086602230801,1.5320790412142258,-3.0848479550289194E-2,-3.0848479550289194E-2,1.5320790412142258]
[null,21.349999999999856,3.4062365061578281E-2,6.3170882171499076E-2,546.1405696412744,1.5320516160318849,3.4062365061578281E-2,3.4062365061578281E-2,1.5320516160318849]
[null,21.374999999999854,7.6636943788792752E-2,6.3190373341561246E-2,546.22032244482511,1.5320239605268497,7.6636943788792752E-2,7.6636943788792752E-2,1.5320239605268497]
[null,21.399999999999853,-8.6952663270523384E-3,6.3209876543209878E-2,546.30012447850152,1.5319960736035048,-8.6952663270523384E-3,-8.6952663270523384E-3,1.5319960736035048]
[null,21.424999999999851,-5.193649052815065E-2,6.3229391787588768E-2,546.37997578790112,1.5319679541656144,-5.193649052815065E-2,-5.193649052815065E-2,1.5319679541656144]
[null,21.44999999999985,5.4318559314625377E-2,6.3248919085855462E-2,546.4598764186776,1.5319396011163513,5.4318559314625377E-2,5.4318559314625377E-2,1.5319396011163513]
[null,21.474999999999849,0.17408255118719321,6.3268458449181345E-2,546.53982641654159,1.5319110133583262,0.17408255118719321,0.17408255118719321,1.5319110133583262]
[null,21.499999999999847,7.9660756529363941E-2,6.3288009888751551E-2,546.61982582725943,1.5318821897936179,7.9660756529363941E-2,7.9660756529363941E-2,1.5318821897936179]
[null,21.524999999999846,-5.0808504663736757E-2,6.3307573415765067E-2,546.69987469665477,1.5318531293238027,-5.0808504663736757E-2,-5.0808504663736757E-2,1.5318531293238027]
[null,21.549999999999844,2.6261831533271347E-3,6.3327149041434758E-2,546.77997307060764,1.5318238308499836,2.6261831533271347E-3,2.6261831533271347E-3,1.5318238308499836]
[null,21.574999999999843,7.2874827477502541E-2,6.3346736776987322E-2,546.86012099505467,1.5317942932728206,7.2874827477502541E-2,7.2874827477502541E-2,1.5317942932728206]
[null,21.599999999999842,0.12493370632631058,6.3366336633663367E-2,546.94031851598959,1.5317645154925608,0.12493370632631058,0.12493370632631058,1.5317645154925608]
[null,21.62499999999984,0.15500494056748973,6.3385948622717431E-2,547.02056567946306,1.531734496409068,0.15500494056748973,0.15500494056748973,1.531734496409068]
[null,21.649999999999839,0.1460931104912222,6.3405572755417958E-2,547.10086253158249,1.5317042349218519,0.1460931104912222,0.1460931104912222,1.5317042349218519]
[null,21.674999999999837,0.24574899268054251,6.3425209043047381E-2,547.18120911851292,1.5316737299300998,0.24574899268054251,0.24574899268054251,1.5316737299300998]
[null,21.699999999999836,0.24355408265715109,6.344485749690211E-2,547.26160548647613,1.5316429803327052,0.24355408265715109,0.24355408265715109,1.5316429803327052]
[null,21.724999999999834,6.7640739946011455E-2,6.3464518128292527E-2,547.34205168175129,1.5316119850282988,6.7640739946011455E-2,6.7640739946011455E-2,1.5316119850282988]
[null,21.749999999999833,1.5401722443421868E-2,6.3484190948543087E-2,547.42254775067522,1.5315807429152788,1.5401722443421868E-2,1.5401722443421868E-2,1.5315807429152788]
[null,21.774999999999832,-1.0022066985088137E-2,6.3503875968992249E-2,547.50309373964183,1.5315492528918404,-1.0022066985088137E-2,-1.0022066985088137E-2,1.5315492528918404]
[null,21.79999999999983,-3.0419987973095745E-2,6.3523573200992556E-2,547.58368969510286,1.5315175138560067,-3.0419987973095745E-2,-3.0419987973095745E-2,1.5315175138560067]
[null,21.824999999999829,7.5735190880745512E-2,6.3543282655910638E-2,547.6643356635675,1.5314855247056589,7.5735190880745512E-2,7.5735190880745512E-2,1.5314855247056589]
[null,21.849999999999827,0.16944530540124564,6.3563004345127253E-2,547.745031691603,1.5314532843385671,0.16944530540124564,0.16944530540124564,1.5314532843385671]
[null,21.874999999999826,8.1362934352706084E-2,6.3582738280037257E-2,547.82577782583405,1.5314207916524203,8.1362934352706084E-2,8.1362934352706084E-2,1.5314207916524203]
[null,21.899999999999824,-0.10334607549399057,6.3602484472049692E-2,547.90657411294353,1.5313880455448563,-0.10334607549399057,-0.10334607549399057,1.5313880455448563]
[null,21.924999999999823,-2.9055702580486235E-2,6.3622242932587766E-2,547.9874205996723,1.5313550449134936,-2.9055702580486235E-2,-2.9055702580486235E-2,1.5313550449134936]
[null,21.949999999999822,0.15217596897376609,6.3642013673088874E-2,548.06831733281899,1.5313217886559614,0.15217596897376609,0.15217596897376609,1.5313217886559614]
[null,21.97499999999982,9.7388651794631326E-2,6.3661796705004658E-2,548.14926435924099,1.5312882756699298,9.7388651794631326E-2,9.7388651794631326E-2,1.5312882756699298]
[null,21.999999999999819,2.271826579458355E-2,6.3681592039800991E-2,548.23026172585355,1.5312545048531403,2.271826579458355E-2,2.271826579458355E-2,1.5312545048531403]
[null,22.024999999999817,4.3650377363988718E-2,6.3701399688958008E-2,548.31130947963038,1.5312204751034377,4.3650377363988718E-2,4.3650377363988718E-2,1.5312204751034377]
[null,22.049999999999816,2.4882843647595871E-2,6.3721219663970124E-2,548.39240766760372,1.5311861853187991,2.4882843647595871E-2,2.4882843647595871E-2,1.5311861853187991]
[null,22.074999999999815,-1.6711568875219414E-2,6.3741051976346094E-2,548.47355633686425,1.5311516343973659,-1.6711568875219414E-2,-1.6711568875219414E-2,1.5311516343973659]
[null,22.099999999999813,-8.3085642684383731E-2,6.3760896637608963E-2,548.55475553456154,1.5311168212374737,-8.3085642684383731E-2,-8.3085642684383731E-2,1.5311168212374737]
[null,22.124999999999812,-0.12590221650017078,6.3780753659296169E-2,548.63600530790359,1.5310817447376832,-0.12590221650017078,-0.12590221650017078,1.5310817447376832]
[null,22.14999999999981,-2.3886915310990312E-3,6.3800623052959499E-2,548.7173057041573,1.5310464037968117,-2.3886915310990312E-3,-2.3886915310990312E-3,1.5310464037968117]
[null,22.174999999999809,4.3339108366645666E-2,6.3820504830165159E-2,548.79865677064868,1.5310107973139622,4.3339108366645666E-2,4.3339108366645666E-2,1.5310107973139622]
[null,22.199999999999807,-8.6174358322273339E-2,6.3840399002493761E-2,548.88005855476251,1.5309749241885555,-8.6174358322273339E-2,-8.6174358322273339E-2,1.5309749241885555]
[null,22.224999999999806,-6.6003200110202581E-2,6.3860305581540378E-2,548.96151110394294,1.5309387833203614,-6.6003200110202581E-2,-6.6003200110202581E-2,1.5309387833203614]
[null,22.249999999999805,6.3455695163012152E-2,6.3880224578914541E-2,549.04301446569298,1.5309023736095271,6.3455695163012152E-2,6.3455695163012152E-2,1.5309023736095271]
[null,22.274999999999803,0.12639388906108026,6.3900156006240244E-2,549.12456868757511,1.5308656939566108,0.12639388906108026,0.12639388906108026,1.5308656939566108]
[null,22.299999999999802,4.3350499487399628E-2,6.3920099875156053E-2,549.20617381721127,1.53082874326261,4.3350499487399628E-2,4.3350499487399628E-2,1.53082874326261]
[null,22.3249999999998,-0.12325364847001335,6.3940056197315021E-2,549.28782990228274,1.5307915204289939,-0.12325364847001335,-0.12325364847001335,1.5307915204289939]
[null,22.349999999999799,-0.14136725238220119,6.3960024984384758E-2,549.36953699053038,1.5307540243577338,-0.14136725238220119,-0.14136725238220119,1.5307540243577338]
[null,22.374999999999797,-0.12424321897177909,6.3980006248047491E-2,549.45129512975473,1.5307162539513324,-0.12424321897177909,-0.12424321897177909,1.5307162539513324]
[null,22.399999999999796,-0.14516605869871019,6.4000000000000001E-2,549.53310436781612,1.5306782081128569,-0.14516605869871019,-0.14516605869871019,1.5306782081128569]
[null,22.424999999999795,-6.2397777936723769E-2,6.402000625195374E-2,549.61496475263471,1.5306398857459675,-6.2397777936723769E-2,-6.2397777936723769E-2,1.5306398857459675]
[null,22.449999999999793,6.6002405380847548E-2,6.4040025015634772E-2,549.69687633219041,1.5306012857549494,6.6002405380847548E-2,6.6002405380847548E-2,1.5306012857549494]
[null,22.474999999999792,0.22796347953704379,6.4060056302783858E-2,549.77883915452344,1.5305624070447423,0.22796347953704379,0.22796347953704379,1.5305624070447423]
[null,22.49999999999979,0.30786649606476518,6.4080100125156442E-2,549.86085326773411,1.5305232485209719,0.30786649606476518,0.30786649606476518,1.5305232485209719]
[null,22.524999999999789,0.1561174292094826,6.4100156494522692E-2,549.9429187199828,1.5304838090899802,0.1561174292094826,0.1561174292094826,1.5304838090899802]
[null,22.549999999999788,2.1965127275906132E-2,6.4120225422667501E-2,550.02503555949022,1.5304440876588556,2.1965127275906132E-2,2.1965127275906132E-2,1.5304440876588556]
[null,22.574999999999786,1.2763353439985612E-3,6.4140306921390541E-2,550.10720383453747,1.5304040831354642,1.2763353439985612E-3,1.2763353439985612E-3,1.5304040831354642]
[null,22.599999999999785,-6.6713688153499276E-2,6.4160401002506265E-2,550.18942359346647,1.5303637944284787,-6.6713688153499276E-2,-6.6713688153499276E-2,1.5303637944284787]
[null,22.624999999999783,-9.4078206666719677E-2,6.4180507677843932E-2,550.27169488467928,1.5303232204474109,-9.4078206666719677E-2,-9.4078206666719677E-2,1.5303232204474109]
[null,22.649999999999782,-2.1364974158050998E-3,6.420062695924765E-2,550.354017756639,1.5302823601026396,-2.1364974158050998E-3,-2.1364974158050998E-3,1.5302823601026396]
[null,22.67499999999978,8.7538908624667899E-2,6.4220758858576352E-2,550.43639225786922,1.5302412123054432,8.7538908624667899E-2,8.7538908624667899E-2,1.5302412123054432]
[null,22.699999999999779,8.290206020339777E-2,6.4240903387703885E-2,550.51881843695469,1.5301997759680284,8.290206020339777E-2,8.290206020339777E-2,1.5301997759680284]
[null,22.724999999999778,3.8319200396305084E-2,6.426106055851899E-2,550.6012963425411,1.5301580500035603,3.8319200396305084E-2,3.8319200396305084E-2,1.5301580500035603]
[null,22.749999999999776,1.283514399171354E-2,6.4281230382925297E-2,550.68382602333486,1.5301160333261936,1.283514399171354E-2,1.283514399171354E-2,1.5301160333261936]
[null,22.774999999999775,-2.2527133384725923E-2,6.430141287284144E-2,550.76640752810408,1.5300737248511016,-2.2527133384725923E-2,-2.2527133384725923E-2,1.5300737248511016]
[null,22.799999999999773,-4.6008604269816067E-2,6.4321608040201012E-2,550.84904090567784,1.5300311234945065,-4.6008604269816067E-2,-4.6008604269816067E-2,1.5300311234945065]
[null,22.824999999999772,-5.7231772219970493E-2,6.4341815896952564E-2,550.93172620494659,1.5299882281737092,-5.7231772219970493E-2,-5.7231772219970493E-2,1.5299882281737092]
[null,22.84999999999977,-4.2835249955627451E-2,6.436203645505971E-2,551.01446347486217,1.5299450378071193,-4.2835249955627451E-2,-4.2835249955627451E-2,1.5299450378071193]
[null,22.874999999999769,2.008493007706226E-2,6.4382269726501101E-2,551.09725276443828,1.5299015513142842,2.008493007706226E-2,2.008493007706226E-2,1.5299015513142842]
[null,22.899999999999768,7.6647805089976762E-2,6.4402515723270437E-2,551.18009412275001,1.5298577676159197,7.6647805089976762E-2,7.6647805089976762E-2,1.5298577676159197]
[null,22.924999999999766,9.6186491190425175E-2,6.4422774457376528E-2,551.26298759893416,1.5298136856339384,9.6186491190425175E-2,9.6186491190425175E-2,1.5298136856339384]
[null,22.949999999999765,3.3325650949567508E-3,6.4443045940843297E-2,551.34593324218952,1.5297693042914802,3.3325650949567508E-3,3.3325650949567508E-3,1.5297693042914802]
[null,22.974999999999763,-0.17648568030157324,6.4463330185709794E-2,551.42893110177681,1.5297246225129404,-0.17648568030157324,-0.17648568030157324,1.5297246225129404]
[null,22.999999999999762,-0.25231451679130662,6.4483627204030225E-2,551.51198122701874,1.5296796392240004,-0.25231451679130662,-0.25231451679130662,1.5296796392240004]
[null,23.024999999999761,-0.1063423376169247,6.4503937007874018E-2,551.59508366730029,1.5296343533516557,-0.1063423376169247,-0.1063423376169247,1.5296343533516557]
[null,23.049999999999759,7.1170795285665528E-2,6.4524259609325771E-2,551.6782384720683,1.5295887638242451,7.1170795285665528E-2,7.1170795285665528E-2,1.5295887638242451]
[null,23.074999999999758,6.3877961360258875E-2,6.4544595020485346E-2,551.76144569083249,1.5295428695714808,6.3877961360258875E-2,6.3877961360258875E-2,1.5295428695714808]
[null,23.099999999999756,4.0670009828152852E-2,6.4564943253467844E-2,551.84470537316463,1.5294966695244749,4.0670009828152852E-2,4.0670009828152852E-2,1.5294966695244749]
[null,23.124999999999755,6.1065679082988635E-3,6.4585304320403658E-2,551.92801756869915,1.5294501626157702,6.1065679082988635E-3,6.1065679082988635E-3,1.5294501626157702]
[null,23.149999999999753,-3.6366153006593432E-2,6.460567823343849E-2,552.01138232713299,1.5294033477793678,-3.6366153006593432E-2,-3.6366153006593432E-2,1.5294033477793678]
[null,23.174999999999752,8.0896295766476681E-2,6.4626065004733349E-2,552.09479969822598,1.5293562239507559,8.0896295766476681E-2,8.0896295766476681E-2,1.5293562239507559]
[null,23.199999999999751,7.593771441135615E-3,6.4646464646464646E-2,552.17826973180081,1.5293087900669375,7.593771441135615E-3,7.593771441135615E-3,1.5293087900669375]
[null,23.224999999999749,-0.29000468890319403,6.466687717082413E-2,552.26179247774292,1.529261045066459,-0.29000468890319403,-0.29000468890319403,1.529261045066459]
[null,23.249999999999748,-0.27936869349143151,6.4687302590018952E-2,552.34536798600072,1.5292129878894385,-0.27936869349143151,-0.27936869349143151,1.5292129878894385]
[null,23.274999999999746,-3.8087271879561402E-2,6.4707740916271725E-2,552.4289963065861,1.5291646174775932,-3.8087271879561402E-2,-3.8087271879561402E-2,1.5291646174775932]
[null,23.299999999999745,7.5137289496062118E-2,6.4728192161820478E-2,552.51267748957378,1.5291159327742678,7.5137289496062118E-2,7.5137289496062118E-2,1.5291159327742678]
[null,23.324999999999743,5.485063061774309E-2,6.4748656338918742E-2,552.59641158510215,1.5290669327244601,5.485063061774309E-2,5.485063061774309E-2,1.5290669327244601]
[null,23.349999999999742,3.9233271609353519E-2,6.4769133459835551E-2,552.68019864337282,1.5290176162748521,3.9233271609353519E-2,3.9233271609353519E-2,1.5290176162748521]
[null,23.374999999999741,0.12826309250384771,6.4789623536855426E-2,552.76403871465095,1.5289679823738338,0.12826309250384771,0.12826309250384771,1.5289679823738338]
[null,23.399999999999739,0.15766993300431528,6.4810126582278485E-2,552.84793184926525,1.5289180299715317,0.15766993300431528,0.15766993300431528,1.5289180299715317]
[null,23.424999999999738,5.1251301369318797E-2,6.4830642608420391E-2,552.93187809760843,1.528867758019836,5.1251301369318797E-2,5.1251301369318797E-2,1.528867758019836]
[null,23.449999999999736,-1.5905448399547491E-2,6.4851171627612419E-2,553.01587751013665,1.5288171654724276,-1.5905448399547491E-2,-1.5905448399547491E-2,1.5288171654724276]
[null,23.474999999999735,-7.6055466810777669E-2,6.4871713652201457E-2,553.09993013737039,1.5287662512848037,-7.6055466810777669E-2,-7.6055466810777669E-2,1.5287662512848037]
[null,23.499999999999734,-0.22911133363533051,6.4892268694550059E-2,553.18403602989383,1.5287150144143047,-0.22911133363533051,-0.22911133363533051,1.5287150144143047]
[null,23.524999999999732,-0.32713841801174598,6.491283676703645E-2,553.26819523835547,1.5286634538201411,-0.32713841801174598,-0.32713841801174598,1.5286634538201411]
[null,23.549999999999731,-0.17550657373631409,6.4933417882054534E-2,553.35240781346806,1.5286115684634187,-0.17550657373631409,-0.17550657373631409,1.5286115684634187]
[null,23.574999999999729,-4.9563031309687484E-2,6.4954012052013954E-2,553.43667380600857,1.5285593573071647,-4.9563031309687484E-2,-4.9563031309687484E-2,1.5285593573071647]
[null,23.599999999999728,-0.2027475118348446,6.4974619289340105E-2,553.52099326681844,1.528506819316354,-0.2027475118348446,-0.2027475118348446,1.528506819316354]
[null,23.624999999999726,-0.32802705788543707,6.4995239606474131E-2,553.60536624680367,1.5284539534579336,-0.32802705788543707,-0.32802705788543707,1.5284539534579336]
[null,23.649999999999725,-0.32448415442121181,6.5015873015873013E-2,553.68979279693485,1.5284007587008495,-0.32448415442121181,-0.32448415442121181,1.5284007587008495]
[null,23.674999999999724,-0.33713862993957411,6.5036519530009523E-2,553.7742729682476,1.52834723401607,-0.33713862993957411,-0.33713862993957411,1.52834723401607]
[null,23.699999999999722,-0.32519265564112143,6.5057179161372297E-2,553.85880681184187,1.5282933783766115,-0.32519265564112143,-0.32519265564112143,1.5282933783766115]
[null,23.724999999999721,-0.34549494419675386,6.5077851922465846E-2,553.94339437888311,1.5282391907575639,-0.34549494419675386,-0.34549494419675386,1.5282391907575639]
[null,23.749999999999719,-0.47713139790244441,6.5098537825810557E-2,554.02803572060134,1.5281846701361135,-0.47713139790244441,-0.47713139790244441,1.5281846701361135]
[null,23.774999999999718,-0.55783152797314861,6.5119236883942763E-2,554.11273088829194,1.5281298154915683,-0.55783152797314861,-0.55783152797314861,1.5281298154915683]
[null,23.799999999999716,-0.51578690127077176,6.5139949109414758E-2,554.19747993331578,1.5280746258053817,-0.51578690127077176,-0.51578690127077176,1.5280746258053817]
[null,23.824999999999715,-0.46484739871836667,6.5160674514794778E-2,554.28228290709876,1.5280191000611765,-0.46484739871836667,-0.46484739871836667,1.5280191000611765]
[null,23.849999999999714,-0.42489913559937204,6.5181413112667091E-2,554.3671398611325,1.527963237244768,-0.42489913559937204,-0.42489913559937204,1.527963237244768]
[null,23.874999999999712,-0.35151727079343126,6.5202164915631966E-2,554.45205084697386,1.527907036344188,-0.35151727079343126,-0.35151727079343126,1.527907036344188]
[null,23.899999999999711,-0.24388098133180719,6.5222929936305726E-2,554.53701591624565,1.527850496349707,-0.24388098133180719,-0.24388098133180719,1.527850496349707]
[null,23.924999999999709,-0.16897204407039212,6.5243708187320809E-2,554.62203512063661,1.5277936162538581,-0.16897204407039212,-0.16897204407039212,1.5277936162538581]
[null,23.949999999999708,-0.11985512083859834,6.526449968132568E-2,554.70710851190086,1.5277363950514591,-0.11985512083859834,-0.11985512083859834,1.5277363950514591]
[null,23.974999999999707,2.3610084585698227E-3,6.5285304430985014E-2,554.79223614185901,1.5276788317396333,2.3610084585698227E-3,2.3610084585698227E-3,1.5276788317396333]
[null,23.999999999999705,0.10326739728785325,6.5306122448979598E-2,554.8774180623974,1.5276209253178352,0.10326739728785325,0.10326739728785325,1.5276209253178352]
[null,24.024999999999704,6.9670478718472609E-2,6.5326953748006386E-2,554.96265432546886,1.5275626747878683,6.9670478718472609E-2,6.9670478718472609E-2,1.5275626747878683]
[null,24.049999999999702,2.4399118380235067E-2,6.5347798340778557E-2,555.04794498309241,1.5275040791539096,2.4399118380235067E-2,2.4399118380235067E-2,1.5275040791539096]
[null,24.074999999999701,9.5143673821882196E-3,6.5368656240025538E-2,555.13329008735343,1.5274451374225293,9.5143673821882196E-3,9.5143673821882196E-3,1.5274451374225293]
[null,24.099999999999699,-3.2360981967590678E-2,6.5389527458492983E-2,555.21868969040395,1.5273858486027123,-3.2360981967590678E-2,-3.2360981967590678E-2,1.5273858486027123]
[null,24.124999999999698,-3.2706556782088662E-2,6.5410412008942834E-2,555.30414384446237,1.5273262117058788,-3.2706556782088662E-2,-3.2706556782088662E-2,1.5273262117058788]
[null,24.149999999999697,3.7435858718313682E-2,6.5431309904153356E-2,555.38965260181419,1.5272662257459053,3.7435858718313682E-2,3.7435858718313682E-2,1.5272662257459053]
[null,24.174999999999695,6.7786307872853752E-2,6.5452221156919149E-2,555.47521601481139,1.5272058897391436,6.7786307872853752E-2,6.7786307872853752E-2,1.5272058897391436]
[null,24.199999999999694,-4.3834622119441769E-3,6.5473145780051145E-2,555.56083413587328,1.5271452027044419,-4.3834622119441769E-3,-4.3834622119441769E-3,1.5271452027044419]
[null,24.224999999999692,6.8410302871356448E-3,6.5494083786376722E-2,555.64650701748587,1.5270841636631634,6.8410302871356448E-3,6.8410302871356448E-3,1.5270841636631634]
[null,24.249999999999691,0.15873831416711118,6.5515035188739607E-2,555.73223471220251,1.5270227716392064,0.15873831416711118,0.15873831416711118,1.5270227716392064]
[null,24.274999999999689,0.12035844943004692,6.5535999999999997E-2,555.81801727264371,1.5269610256590227,0.12035844943004692,0.12035844943004692,1.5269610256590227]
[null,24.299999999999688,-4.7677271005359685E-2,6.5556978233034566E-2,555.90385475149753,1.5268989247516362,-4.7677271005359685E-2,-4.7677271005359685E-2,1.5268989247516362]
[null,24.324999999999687,-3.3277702278489009E-2,6.5577969900736471E-2,555.98974720151932,1.5268364679486615,-3.3277702278489009E-2,-3.3277702278489009E-2,1.5268364679486615]
[null,24.349999999999685,-3.8558678841919963E-2,6.5598975016015373E-2,556.07569467553219,1.5267736542843224,-3.8558678841919963E-2,-3.8558678841919963E-2,1.5267736542843224]
[null,24.374999999999684,-0.15386251711979534,6.5619993591797501E-2,556.1616972264269,1.5267104827954685,-0.15386251711979534,-0.15386251711979534,1.5267104827954685]
[null,24.399999999999682,-0.2122703563301517,6.5641025641025641E-2,556.24775490716183,1.5266469525215938,-0.2122703563301517,-0.2122703563301517,1.5266469525215938]
[null,24.424999999999681,-0.32200698302193137,6.566207117665919E-2,556.33386777076362,1.5265830625048524,-0.32200698302193137,-0.32200698302193137,1.5265830625048524]
[null,24.44999999999968,-0.46775862480032465,6.5683130211674157E-2,556.42003587032661,1.5265188117900765,-0.46775862480032465,-0.46775862480032465,1.5265188117900765]
[null,24.474999999999678,-0.41000193384143052,6.5704202759063204E-2,556.50625925901352,1.5264541994247924,-0.41000193384143052,-0.41000193384143052,1.5264541994247924]
[null,24.499999999999677,-0.17063011441453607,6.572528883183569E-2,556.59253799005512,1.5263892244592361,-0.17063011441453607,-0.17063011441453607,1.5263892244592361]
[null,24.524999999999675,2.0583225382596174E-2,6.5746388443017653E-2,556.67887211675065,1.5263238859463697,2.0583225382596174E-2,2.0583225382596174E-2,1.5263238859463697]
[null,24.549999999999674,5.6711886766962032E-2,6.5767501605651896E-2,556.7652616924679,1.526258182941896,5.6711886766962032E-2,5.6711886766962032E-2,1.526258182941896]
[null,24.574999999999672,4.0873063178333904E-2,6.5788628332797944E-2,556.85170677064298,1.5261921145042738,4.0873063178333904E-2,4.0873063178333904E-2,1.5261921145042738]
[null,24.599999999999671,8.0409524036589061E-2,6.5809768637532129E-2,556.93820740478088,1.5261256796947333,8.0409524036589061E-2,8.0409524036589061E-2,1.5261256796947333]
[null,24.62499999999967,7.5200073115101421E-2,6.5830922532947603E-2,557.02476364845541,1.5260588775772894,7.5200073115101421E-2,7.5200073115101421E-2,1.5260588775772894]
[null,24.649999999999668,-9.6414446060394315E-2,6.5852090032154337E-2,557.11137555530922,1.5259917072187554,-9.6414446060394315E-2,-9.6414446060394315E-2,1.5259917072187554]
[null,24.674999999999667,-0.33192268872835395,6.5873271148279192E-2,557.1980431790538,1.5259241676887585,-0.33192268872835395,-0.33192268872835395,1.5259241676887585]
[null,24.699999999999665,-0.41787664210952968,6.589446589446589E-2,557.28476657347005,1.5258562580597497,-0.41787664210952968,-0.41787664210952968,1.5258562580597497]
[null,24.724999999999664,-0.36792750478824388,6.5915674283875125E-2,557.37154579240803,1.52578797740702,-0.36792750478824388,-0.36792750478824388,1.52578797740702]
[null,24.749999999999662,-0.34536580067657963,6.5936896329684483E-2,557.45838088978701,1.5257193248087102,-0.34536580067657963,-0.34536580067657963,1.5257193248087102]
[null,24.774999999999661,-0.40218563818091668,6.5958132045088561E-2,557.54527191959573,1.5256502993458252,-0.40218563818091668,-0.40218563818091668,1.5256502993458252]
[null,24.79999999999966,-0.58058343731042339,6.5979381443298971E-2,557.63221893589287,1.5255809001022433,-0.58058343731042339,-0.58058343731042339,1.5255809001022433]
[null,24.824999999999658,-0.73296510873222198,6.6000644537544312E-2,557.71922199280641,1.5255111261647296,-0.73296510873222198,-0.73296510873222198,1.5255111261647296]
[null,24.849999999999657,-0.62004996198544493,6.602192134107028E-2,557.80628114453418,1.5254409766229444,-0.62004996198544493,-0.62004996198544493,1.5254409766229444]
[null,24.874999999999655,-0.39097849727275474,6.6043211867139628E-2,557.89339644534391,1.525370450569457,-0.39097849727275474,-0.39097849727275474,1.525370450569457]
[null,24.899999999999654,-0.26947868403415265,6.6064516129032261E-2,557.9805679495737,1.5252995470997521,-0.26947868403415265,-0.26947868403415265,1.5252995470997521]
[null,24.924999999999653,-0.28502623931420101,6.608583414004518E-2,558.06779571163122,1.5252282653122424,-0.28502623931420101,-0.28502623931420101,1.5252282653122424]
[null,24.949999999999651,-0.38029892420136319,6.6107165913492583E-2,558.15507978599476,1.5251566043082754,-0.38029892420136319,-0.38029892420136319,1.5251566043082754]
[null,24.97499999999965,-0.39262411685700482,6.6128511462705847E-2,558.24242022721285,1.5250845631921444,-0.39262411685700482,-0.39262411685700482,1.5250845631921444]
[null,24.999999999999648,-0.37210301281898495,6.6149870801033586E-2,558.32981708990462,1.5250121410710953,-0.37210301281898495,-0.37210301281898495,1.5250121410710953]
[null,25.024999999999647,-0.30784093227051573,6.6171243941841679E-2,558.41727042875982,1.5249393370553348,-0.30784093227051573,-0.30784093227051573,1.5249393370553348]
[null,25.049999999999645,-1.1780140773059522E-2,6.6192630898513252E-2,558.50478029853855,1.5248661502580385,-1.1780140773059522E-2,-1.1780140773059522E-2,1.5248661502580385]
[null,25.074999999999644,0.20188986640599665,6.6214031684448754E-2,558.59234675407208,1.5247925797953581,0.20188986640599665,0.20188986640599665,1.5247925797953581]
[null,25.099999999999643,0.14585085049286395,6.6235446313065979E-2,558.67996985026252,1.5247186247864266,0.14585085049286395,0.14585085049286395,1.5247186247864266]
[null,25.124999999999641,7.8845894030787469E-2,6.6256874797800069E-2,558.76764964208292,1.5246442843533661,7.8845894030787469E-2,7.8845894030787469E-2,1.5246442843533661]
[null,25.14999999999964,4.0329468299570861E-2,6.6278317152103555E-2,558.85538618457758,1.524569557621293,4.0329468299570861E-2,4.0329468299570861E-2,1.524569557621293]
[null,25.174999999999638,-6.2664409635300108E-3,6.6299773389446426E-2,558.94317953286225,1.5244944437183225,-6.2664409635300108E-3,-6.2664409635300108E-3,1.5244944437183225]
[null,25.199999999999637,-5.7387274263749406E-2,6.6321243523316059E-2,559.03102974212379,1.5244189417755754,-5.7387274263749406E-2,-5.7387274263749406E-2,1.5244189417755754]
[null,25.224999999999635,-5.3686749477464414E-2,6.6342727567217361E-2,559.11893686762062,1.52434305092718,-5.3686749477464414E-2,-5.3686749477464414E-2,1.52434305092718]
[null,25.249999999999634,0.11596598028541447,6.6364225534672722E-2,559.20690096468297,1.5242667703102781,0.11596598028541447,0.11596598028541447,1.5242667703102781]
[null,25.274999999999633,0.30713892134033594,6.6385737439222048E-2,559.29492208871261,1.5241900990650272,0.30713892134033594,0.30713892134033594,1.5241900990650272]
[null,25.299999999999631,0.26864739712890812,6.6407263294422827E-2,559.38300029518314,1.5241130363346043,0.26864739712890812,0.26864739712890812,1.5241130363346043]
[null,25.32499999999963,0.17755724038178822,6.6428803113850146E-2,559.47113563964047,1.5240355812652076,0.17755724038178822,0.17755724038178822,1.5240355812652076]
[null,25.349999999999628,0.37076230439723717,6.6450356911096686E-2,559.55932817770224,1.5239577330060596,0.37076230439723717,0.37076230439723717,1.5239577330060596]
[null,25.374999999999627,0.63948493590507793,6.6471924699772797E-2,559.64757796505842,1.5238794907094075,0.63948493590507793,0.63948493590507793,1.5238794907094075]
[null,25.399999999999626,0.73181897654753636,6.6493506493506493E-2,559.73588505747125,1.5238008535305252,0.73181897654753636,0.73181897654753636,1.5238008535305252]
[null,25.424999999999624,0.74591336920211793,6.6515102305943485E-2,559.82424951077564,1.523721820627713,0.74591336920211793,0.74591336920211793,1.523721820627713]
[null,25.449999999999623,0.58897008373798398,6.6536712150747232E-2,559.91267138087881,1.5236423911622989,0.58897008373798398,0.58897008373798398,1.5236423911622989]
[null,25.474999999999621,0.28834396946119956,6.6558336041598956E-2,560.0011507237607,1.523562564298637,0.28834396946119956,0.28834396946119956,1.523562564298637]
[null,25.49999999999962,0.18638297477793916,6.6579973992197658E-2,560.08968759547406,1.5234823392041075,0.18638297477793916,0.18638297477793916,1.5234823392041075]
[null,25.524999999999618,0.21213366288110633,6.6601626016260157E-2,560.17828205214471,1.5234017150491144,0.21213366288110633,0.21213366288110633,1.5234017150491144]
[null,25.549999999999617,0.1422336398339539,6.6623292127521147E-2,560.26693414997123,1.5233206910070844,0.1422336398339539,0.1422336398339539,1.5233206910070844]
[null,25.574999999999616,9.2051249447000272E-2,6.6644972339733155E-2,560.35564394522555,1.5232392662544647,9.2051249447000272E-2,9.2051249447000272E-2,1.5232392662544647]
[null,25.599999999999614,0.15214404734467679,6.6666666666666666E-2,560.4444114942529,1.5231574399707188,0.15214404734467679,0.15214404734467679,1.5231574399707188]
[null,25.624999999999613,0.34619854458564181,6.6688375122110066E-2,560.53323685347175,1.5230752113383239,0.34619854458564181,0.34619854458564181,1.5230752113383239]
[null,25.649999999999611,0.5945600775655846,6.6710097719869701E-2,560.62212007937399,1.5229925795427672,0.5945600775655846,0.5945600775655846,1.5229925795427672]
[null,25.67499999999961,0.76660600232590703,6.6731834473769958E-2,560.71106122852552,1.5229095437725408,0.76660600232590703,0.76660600232590703,1.5229095437725408]
[null,25.699999999999608,0.68939685340157431,6.6753585397653192E-2,560.80006035756571,1.5228261032191373,0.68939685340157431,0.68939685340157431,1.5228261032191373]
[null,25.724999999999607,0.14731169550209641,6.6775350505379846E-2,560.8891175232078,1.5227422570770435,0.14731169550209641,0.14731169550209641,1.5227422570770435]
[null,25.749999999999606,-0.32362995281956708,6.6797129810828443E-2,560.97823278223905,1.5226580045437346,-0.32362995281956708,-0.32362995281956708,1.5226580045437346]
[null,25.774999999999604,-4.1028300312328091E-2,6.6818923327895602E-2,561.06740619152094,1.5225733448196681,-4.1028300312328091E-2,-4.1028300312328091E-2,1.5225733448196681]
[null,25.799999999999603,0.50311110051471941,6.6840731070496082E-2,561.156637807989,1.5224882771082764,0.50311110051471941,0.50311110051471941,1.5224882771082764]
[null,25.824999999999601,0.51954173256297564,6.6862553052562848E-2,561.2459276886533,1.5224028006159585,0.51954173256297564,0.51954173256297564,1.5224028006159585]
[null,25.8499999999996,0.21432234752455062,6.6884389288047033E-2,561.33527589059815,1.5223169145520719,0.21432234752455062,0.21432234752455062,1.5223169145520719]
[null,25.874999999999599,0.17672145001019951,6.6906239790918004E-2,561.42468247098282,1.5222306181289251,0.17672145001019951,0.17672145001019951,1.5222306181289251]
[null,25.899999999999597,0.33334392972473192,6.6928104575163405E-2,561.51414748704087,1.5221439105617665,0.33334392972473192,0.33334392972473192,1.5221439105617665]
[null,25.924999999999596,0.37286899946223268,6.6949983654789144E-2,561.60367099608095,1.5220567910687754,0.37286899946223268,0.37286899946223268,1.5220567910687754]
[null,25.949999999999594,0.32785142269800016,6.6971877043819489E-2,561.69325305548671,1.5219692588710516,0.32785142269800016,0.32785142269800016,1.5219692588710516]
[null,25.974999999999593,0.21237737988328079,6.6993784756297026E-2,561.78289372271672,1.5218813131926041,0.21237737988328079,0.21237737988328079,1.5218813131926041]
[null,25.999999999999591,-2.6912052600486795E-2,6.7015706806282729E-2,561.87259305530483,1.5217929532603389,-2.6912052600486795E-2,-2.6912052600486795E-2,1.5217929532603389]
[null,26.02499999999959,-0.17455779934143437,6.7037643207855976E-2,561.96235111086037,1.5217041783040488,-0.17455779934143437,-0.17455779934143437,1.5217041783040488]
[null,26.049999999999589,-5.6516383345651552E-2,6.7059593975114601E-2,562.0521679470678,1.5216149875563982,-5.6516383345651552E-2,-5.6516383345651552E-2,1.5216149875563982]
[null,26.074999999999587,0.23677941227115087,6.7081559122174908E-2,562.14204362168744,1.5215253802529114,0.23677941227115087,0.23677941227115087,1.5215253802529114]
[null,26.099999999999586,0.41808141737331328,6.7103538663171688E-2,562.23197819255518,1.5214353556319586,0.41808141737331328,0.41808141737331328,1.5214353556319586]
[null,26.124999999999584,0.20125633465523329,6.7125532612258274E-2,562.32197171758276,1.5213449129347407,0.20125633465523329,0.20125633465523329,1.5213449129347407]
[null,26.149999999999583,-1.7181121469083703E-2,6.7147540983606563E-2,562.41202425475797,1.521254051405275,-1.7181121469083703E-2,-1.7181121469083703E-2,1.521254051405275]
[null,26.174999999999581,0.16788339730904642,6.7169563791407025E-2,562.50213586214443,1.5211627702903789,0.16788339730904642,0.16788339730904642,1.5211627702903789]
[null,26.19999999999958,0.24599906751755687,6.7191601049868765E-2,562.59230659788216,1.5210710688396545,0.24599906751755687,0.24599906751755687,1.5210710688396545]
[null,26.224999999999579,-0.14827861621724728,6.7213652773219557E-2,562.68253652018757,1.5209789463054713,-0.14827861621724728,-0.14827861621724728,1.5209789463054713]
[null,26.249999999999577,-0.57687258104252592,6.7235718975705849E-2,562.77282568735336,1.5208864019429482,-0.57687258104252592,-0.57687258104252592,1.5208864019429482]
[null,26.274999999999576,-0.54517837700371141,6.7257799671592775E-2,562.86317415774874,1.520793435009937,-0.54517837700371141,-0.54517837700371141,1.520793435009937]
[null,26.299999999999574,-0.15721375835459234,6.7279894875164253E-2,562.95358198981978,1.5207000447670027,-0.15721375835459234,-0.15721375835459234,1.5207000447670027]
[null,26.324999999999573,0.20543515405828544,6.730200460072297E-2,563.0440492420895,1.5206062304774042,0.20543515405828544,0.20543515405828544,1.5206062304774042]
[null,26.349999999999572,0.36370298844728438,6.7324128862590399E-2,563.13457597315744,1.5205119914070755,0.36370298844728438,0.36370298844728438,1.5205119914070755]
[null,26.37499999999957,0.3738352579029211,6.7346267675106875E-2,563.22516224170067,1.520417326824604,0.3738352579029211,0.3738352579029211,1.520417326824604]
[null,26.399999999999569,0.60324819132844298,6.7368421052631577E-2,563.31580810647313,1.520322236001211,0.60324819132844298,0.60324819132844298,1.520322236001211]
[null,26.424999999999567,1.0135175515978032,6.7390589009542617E-2,563.40651362630638,1.5202267182107285,1.0135175515978032,1.0135175515978032,1.5202267182107285]
[null,26.449999999999566,1.0827684132168789,6.7412771560236992E-2,563.49727886010908,1.5201307727295785,1.0827684132168789,1.0827684132168789,1.5201307727295785]
[null,26.474999999999564,0.80240180456545518,6.7434968719130725E-2,563.5881038668681,1.5200343988367486,0.80240180456545518,0.80240180456545518,1.5200343988367486]
[null,26.499999999999563,0.43343466132608527,6.7457180500658756E-2,563.67898870564716,1.5199375958137697,0.43343466132608527,0.43343466132608527,1.5199375958137697]
[null,26.524999999999562,0.24070126918277981,6.747940691927512E-2,563.76993343558865,1.5198403629446917,0.24070126918277981,0.24070126918277981,1.5198403629446917]
[null,26.54999999999956,0.41412432746028338,6.7501647989452865E-2,563.8609381159124,1.5197426995160586,0.41412432746028338,0.41412432746028338,1.5197426995160586]
[null,26.574999999999559,0.59875863274761776,6.7523903725684148E-2,563.95200280591655,1.519644604816883,0.59875863274761776,0.59875863274761776,1.519644604816883]
[null,26.599999999999557,0.48701995035590689,6.7546174142480209E-2,564.04312756497745,1.5195460781386207,0.48701995035590689,0.48701995035590689,1.5195460781386207]
[null,26.624999999999556,0.23546784392575112,6.7568459254371493E-2,564.13431245254969,1.5194471187751433,0.23546784392575112,0.23546784392575112,1.5194471187751433]
[null,26.649999999999554,6.4563282973982852E-2,6.7590759075907586E-2,564.22555752816663,1.5193477260227128,6.4563282973982852E-2,6.4563282973982852E-2,1.5193477260227128]
[null,26.674999999999553,0.25825233716657814,6.7613073621657319E-2,564.31686285143996,1.5192478991799507,0.25825233716657814,0.25825233716657814,1.5192478991799507]
[null,26.699999999999552,0.62752902748968831,6.7635402906208716E-2,564.40822848206017,1.5191476375478126,0.62752902748968831,0.62752902748968831,1.5191476375478126]
[null,26.72499999999955,0.64450855261240791,6.765774694416915E-2,564.49965447979685,1.5190469404295577,0.64450855261240791,0.64450855261240791,1.5190469404295577]
[null,26.749999999999549,0.57813421389345843,6.768010575016524E-2,564.59114090449827,1.5189458071307185,0.57813421389345843,0.57813421389345843,1.5189458071307185]
[null,26.774999999999547,0.66588120915422266,6.7702479338842977E-2,564.68268781609197,1.5188442369590722,0.66588120915422266,0.66588120915422266,1.5188442369590722]
[null,26.799999999999546,0.65681003584229458,6.7724867724867729E-2,564.77429527458503,1.5187422292246076,0.65681003584229458,0.65681003584229458,1.5187422292246076]
[null,26.824999999999545,0.68608468636005959,6.7747270922924249E-2,564.86596334006333,1.5186397832394951,0.68608468636005959,0.68608468636005959,1.5186397832394951]
[null,26.849999999999543,0.91793015388609356,6.7769688947716747E-2,564.95769207269302,1.5185368983180538,0.91793015388609356,0.91793015388609356,1.5185368983180538]
[null,26.874999999999542,1.0474608397110354,6.7792121813968889E-2,565.04948153271926,1.5184335737767181,1.0474608397110354,1.0474608397110354,1.5184335737767181]
[null,26.89999999999954,0.71030313626694508,6.7814569536423841E-2,565.14133178046745,1.5183298089340052,0.71030313626694508,0.71030313626694508,1.5183298089340052]
[null,26.924999999999539,0.14903188719081678,6.7837032129844321E-2,565.23324287634262,1.5182256031104797,0.14903188719081678,0.14903188719081678,1.5182256031104797]
[null,26.949999999999537,-0.29466047837409065,6.7859509609012589E-2,565.32521488083,1.5181209556287201,-0.29466047837409065,-0.29466047837409065,1.5181209556287201]
[null,26.974999999999536,-0.39869399476008355,6.7882001988730525E-2,565.41724785449503,1.5180158658132814,-0.39869399476008355,-0.39869399476008355,1.5180158658132814]
[null,26.999999999999535,0.15691904621880975,6.7904509283819622E-2,565.50934185798349,1.5179103329906609,0.15691904621880975,0.15691904621880975,1.5179103329906609]
[null,27.024999999999533,0.67218076384087477,6.7927031509121064E-2,565.60149695202153,1.5178043564892605,0.67218076384087477,0.67218076384087477,1.5178043564892605]
[null,27.049999999999532,0.49979654928514194,6.7949568679495684E-2,565.69371319741595,1.5176979356393485,0.49979654928514194,0.49979654928514194,1.5176979356393485]
[null,27.07499999999953,0.39601522701443964,6.7972120809824094E-2,565.78599065505421,1.5175910697730228,0.39601522701443964,0.39601522701443964,1.5175910697730228]
[null,27.099999999999529,0.79946885588112748,6.7994687915006638E-2,565.87832938590464,1.517483758224172,0.79946885588112748,0.79946885588112748,1.517483758224172]
[null,27.124999999999527,1.1856155311308736,6.8017270009963465E-2,565.97072945101684,1.5173760003284347,1.1856155311308736,1.1856155311308736,1.5173760003284347]
[null,27.149999999999526,1.0109856763279272,6.8039867109634555E-2,566.06319091152102,1.5172677954231604,1.0109856763279272,1.0109856763279272,1.5172677954231604]
[null,27.174999999999525,0.40689176051095666,6.8062479228979733E-2,566.15571382862913,1.5171591428473692,0.40689176051095666,0.40689176051095666,1.5171591428473692]
[null,27.199999999999523,7.814348573593316E-2,6.8085106382978725E-2,566.24829826363418,1.5170500419417097,7.814348573593316E-2,7.814348573593316E-2,1.5170500419417097]
[null,27.224999999999522,0.29347593427058416,6.8107748586631198E-2,566.34094427791092,1.5169404920484166,0.29347593427058416,0.29347593427058416,1.5169404920484166]
[null,27.24999999999952,0.46383451615552329,6.8130405854956749E-2,566.43365193291584,1.516830492511269,0.46383451615552329,0.46383451615552329,1.516830492511269]
[null,27.274999999999519,8.3775335309559329E-2,6.8153078202995002E-2,566.52642129018682,1.5167200426755465,8.3775335309559329E-2,8.3775335309559329E-2,1.5167200426755465]
[null,27.299999999999518,-0.37112059488141513,6.8175765645805589E-2,566.61925241134429,1.5166091418879848,-0.37112059488141513,-0.37112059488141513,1.5166091418879848]
[null,27.324999999999516,-0.45810359032231568,6.8198468198468198E-2,566.7121453580902,1.5164977894967324,-0.45810359032231568,-0.45810359032231568,1.5164977894967324]
[null,27.349999999999515,-0.27386611989287035,6.8221185876082613E-2,566.80510019220901,1.5163859848513033,-0.27386611989287035,-0.27386611989287035,1.5163859848513033]
[null,27.374999999999513,0.24798668563420931,6.8243918693768738E-2,566.89811697556752,1.5162737273025328,0.24798668563420931,0.24798668563420931,1.5162737273025328]
[null,27.399999999999512,0.64592171386034569,6.826666666666667E-2,566.99119577011504,1.5161610162025296,0.64592171386034569,0.64592171386034569,1.5161610162025296]
[null,27.42499999999951,0.42766558848384151,6.8289429809936644E-2,567.0843366378831,1.5160478509046296,0.42766558848384151,0.42766558848384151,1.5160478509046296]
[null,27.449999999999509,0.13038674179508361,6.831220813875917E-2,567.17753964098677,1.5159342307633465,0.13038674179508361,0.13038674179508361,1.5159342307633465]
[null,27.474999999999508,2.723113643648381E-2,6.8335001668335005E-2,567.27080484162332,1.5158201551343249,2.723113643648381E-2,2.723113643648381E-2,1.5158201551343249]
[null,27.499999999999506,-0.13820489182408904,6.8357810413885181E-2,567.36413230207324,1.5157056233742896,-0.13820489182408904,-0.13820489182408904,1.5157056233742896]
[null,27.524999999999505,-0.24552540882202628,6.8380634390651091E-2,567.4575220847006,1.515590634840996,-0.24552540882202628,-0.24552540882202628,1.515590634840996]
[null,27.549999999999503,-0.16318919591932873,6.8403473613894455E-2,567.5509742519522,1.5154751888931801,-0.16318919591932873,-0.16318919591932873,1.5154751888931801]
[null,27.574999999999502,-6.6377517636368288E-2,6.8426328098897427E-2,567.64448886635864,1.5153592848905073,-6.6377517636368288E-2,-6.6377517636368288E-2,1.5153592848905073]
[null,27.5999999999995,-0.1191434407012686,6.8449197860962568E-2,567.73806599053421,1.5152429221935186,-0.1191434407012686,-0.1191434407012686,1.5152429221935186]
[null,27.624999999999499,-0.37754717380995817,6.8472082915412902E-2,567.83170568717651,1.515126100163581,-0.37754717380995817,-0.37754717380995817,1.515126100163581]
[null,27.649999999999498,-0.74868856410949325,6.8494983277591973E-2,567.92540801906739,1.5150088181628314,-0.74868856410949325,-0.74868856410949325,1.5150088181628314]
[null,27.674999999999496,-0.76399279975204482,6.8517898962863838E-2,568.01917304907272,1.5148910755541252,-0.76399279975204482,-0.76399279975204482,1.5148910755541252]
[null,27.699999999999495,-0.28972097052348583,6.8540829986613122E-2,568.11300084014226,1.5147728717009801,-0.28972097052348583,-0.28972097052348583,1.5147728717009801]
[null,27.724999999999493,-0.11977935664009569,6.8563776364245058E-2,568.20689145531014,1.514654205967521,-0.11977935664009569,-0.11977935664009569,1.514654205967521]
[null,27.749999999999492,-0.34461160251876394,6.8586738111185527E-2,568.30084495769529,1.5145350777184257,-0.34461160251876394,-0.34461160251876394,1.5145350777184257]
[null,27.774999999999491,-0.17741154000005394,6.8609715242881078E-2,568.39486141050088,1.5144154863188657,-0.17741154000005394,-0.17741154000005394,1.5144154863188657]
[null,27.799999999999489,0.1576370841909801,6.8632707774798934E-2,568.48894087701467,1.5142954311344523,0.1576370841909801,0.1576370841909801,1.5142954311344523]
[null,27.824999999999488,0.11355477142259364,6.8655715722427083E-2,568.58308342060957,1.514174911531176,0.11355477142259364,0.11355477142259364,1.514174911531176]
[null,27.849999999999486,-0.14609734904778307,6.8678739101274311E-2,568.67728910474341,1.5140539268753492,-0.14609734904778307,-0.14609734904778307,1.5140539268753492]
[null,27.874999999999485,-0.36482051037519336,6.8701777926870183E-2,568.77155799295929,1.5139324765335485,-0.36482051037519336,-0.36482051037519336,1.5139324765335485]
[null,27.899999999999483,-0.42218155857022871,6.8724832214765094E-2,568.86589014888534,1.5138105598725511,-0.42218155857022871,-0.42218155857022871,1.5138105598725511]
[null,27.924999999999482,-0.34477372730716482,6.8747901980530379E-2,568.96028563623531,1.5136881762592793,-0.34477372730716482,-0.34477372730716482,1.5136881762592793]
[null,27.949999999999481,-0.16250043047840129,6.8770987239758233E-2,569.05474451880843,1.5135653250607355,-0.16250043047840129,-0.16250043047840129,1.5135653250607355]
[null,27.974999999999479,3.3587911636692419E-2,6.8794088008061804E-2,569.14926686048977,1.5134420056439422,3.3587911636692419E-2,3.3587911636692419E-2,1.5134420056439422]
[null,27.999999999999478,-5.4644265895249358E-2,6.8817204301075269E-2,569.24385272525035,1.5133182173758801,-5.4644265895249358E-2,-5.4644265895249358E-2,1.5133182173758801]
[null,28.024999999999476,-0.31250718567791719,6.8840336134453783E-2,569.33850217714678,1.5131939596234241,-0.31250718567791719,-0.31250718567791719,1.5131939596234241]
[null,28.049999999999475,-0.35111023690881987,6.8863483523873573E-2,569.4332152803222,1.5130692317532803,-0.35111023690881987,-0.35111023690881987,1.5130692317532803]
[null,28.074999999999473,-0.28298842079329872,6.8886646485031955E-2,569.52799209900604,1.5129440331319217,-0.28298842079329872,-0.28298842079329872,1.5129440331319217]
[null,28.099999999999472,-0.22655601384948387,6.8909825033647371E-2,569.62283269751401,1.512818363125523,-0.22655601384948387,-0.22655601384948387,1.512818363125523]
[null,28.124999999999471,-3.4383700630749407E-2,6.8933019185459438E-2,569.71773714024846,1.5126922210998954,-3.4383700630749407E-2,-3.4383700630749407E-2,1.5126922210998954]
[null,28.149999999999469,0.21096382127066626,6.8956228956228952E-2,569.81270549169858,1.5125656064204205,0.21096382127066626,0.21096382127066626,1.5125656064204205]
[null,28.174999999999468,0.21645791775610707,6.8979454361737955E-2,569.90773781644043,1.5124385184519833,0.21645791775610707,0.21645791775610707,1.5124385184519833]
[null,28.199999999999466,-8.4659339262014272E-2,6.9002695417789764E-2,570.00283417913693,1.5123109565589052,-8.4659339262014272E-2,-8.4659339262014272E-2,1.5123109565589052]
[null,28.224999999999465,-0.28235859777952638,6.9025952140208971E-2,570.09799464453829,1.5121829201048755,-0.28235859777952638,-0.28235859777952638,1.5121829201048755]
[null,28.249999999999464,-0.25145183807654276,6.9049224544841539E-2,570.19321927748194,1.5120544084528831,-0.25145183807654276,-0.25145183807654276,1.5120544084528831]
[null,28.274999999999462,-0.17794798231462278,6.9072512647554804E-2,570.28850814289319,1.5119254209651469,-0.17794798231462278,-0.17794798231462278,1.5119254209651469]
[null,28.299999999999461,-5.7862389963097831E-2,6.9095816464237514E-2,570.38386130578442,1.5117959570030464,-5.7862389963097831E-2,-5.7862389963097831E-2,1.5117959570030464]
[null,28.324999999999459,-0.19011052036229087,6.9119136010799859E-2,570.47927883125601,1.5116660159270505,-0.19011052036229087,-0.19011052036229087,1.5116660159270505]
[null,28.349999999999458,-0.4599365011245426,6.9142471303173525E-2,570.57476078449633,1.5115355970966475,-0.4599365011245426,-0.4599365011245426,1.5115355970966475]
[null,28.374999999999456,-0.40472307655627832,6.9165822357311724E-2,570.67030723078187,1.5114046998702724,-0.40472307655627832,-0.40472307655627832,1.5114046998702724]
[null,28.399999999999455,-0.51876567934789797,6.918918918918919E-2,570.76591823547687,1.5116850651473805,-0.51876567934789797,-0.51876567934789797,1.5116850651473805]
[null,28.424999999999454,-1.0559003356406969,6.9212571814802296E-2,570.8615938640346,1.511999058166118,-1.0559003356406969,-1.0559003356406969,1.511999058166118]
[null,28.449999999999452,-1.394382190644976,6.9235970250169032E-2,570.9573341819962,1.5123131331870336,-1.394382190644976,-1.394382190644976,1.5123131331870336]
[null,28.474999999999451,-1.1254875002317952,6.9259384511329056E-2,571.05313925499206,1.5126272893752115,-1.1254875002317952,-1.1254875002317952,1.5126272893752115]
[null,28.499999999999449,-0.36877349418655514,6.9282814614343713E-2,571.14900914874102,1.5129415258971239,-0.36877349418655514,-0.36877349418655514,1.5129415258971239]
[null,28.524999999999448,5.100109407741199E-2,6.9306260575296111E-2,571.24494392905069,1.513255841920639,5.100109407741199E-2,5.100109407741199E-2,1.513255841920639]
[null,28.549999999999446,-0.35413722856681157,6.9329722410291131E-2,571.34094366181841,1.5135702366150272,-0.35413722856681157,-0.35413722856681157,1.5135702366150272]
[null,28.574999999999445,-0.91188133631091939,6.935320013545547E-2,571.43700841303018,1.5138847091509697,-0.91188133631091939,-0.91188133631091939,1.5138847091509697]
[null,28.599999999999444,-1.0493526929404189,6.9376693766937669E-2,571.53313824876182,1.5141992587005637,-1.0493526929404189,-1.0493526929404189,1.5141992587005637]
[null,28.624999999999442,-0.85933965937899837,6.9400203320908169E-2,571.62933323517848,1.5145138844373276,-0.85933965937899837,-0.85933965937899837,1.5145138844373276]
[null,28.649999999999441,-0.61627195108705735,6.9423728813559321E-2,571.72559343853504,1.5148285855362047,-0.61627195108705735,-0.61627195108705735,1.5148285855362047]
[null,28.674999999999439,-0.5361109124287724,6.9447270261105462E-2,571.82191892517631,1.5151433611735692,-0.5361109124287724,-0.5361109124287724,1.5151433611735692]
[null,28.699999999999438,-0.72746518423150985,6.9470827679782909E-2,571.91830976153722,1.515458210527227,-0.72746518423150985,-0.72746518423150985,1.515458210527227]
[null,28.724999999999437,-1.0253138518677465,6.9494401085850019E-2,572.01476601414265,1.5157731327764195,-1.0253138518677465,-1.0253138518677465,1.5157731327764195]
[null,28.749999999999435,-1.1203840132242966,6.951799049558724E-2,572.11128774960798,1.5160881271018247,-1.1203840132242966,-1.1203840132242966,1.5160881271018247]
[null,28.774999999999434,-0.97686741530171928,6.9541595925297114E-2,572.20787503463896,1.5164031926855583,-0.97686741530171928,-0.97686741530171928,1.5164031926855583]
[null,28.799999999999432,-0.63051760722885808,6.9565217391304349E-2,572.30452793603206,1.5167183287111734,-0.63051760722885808,-0.63051760722885808,1.5167183287111734]
[null,28.824999999999431,-0.24748560877593095,6.9588854909955825E-2,572.40124652067448,1.5170335343636601,-0.24748560877593095,-0.24748560877593095,1.5170335343636601]
[null,28.849999999999429,-0.24372547928802804,6.961250849762067E-2,572.49803085554436,1.517348808829444,-0.24372547928802804,-0.24372547928802804,1.517348808829444]
[null,28.874999999999428,-0.41919748229740406,6.9636178170690247E-2,572.59488100771114,1.5176641512963844,-0.41919748229740406,-0.41919748229740406,1.5176641512963844]
[null,28.899999999999427,-0.31682918881974786,6.9659863945578229E-2,572.69179704433498,1.5179795609537701,-0.31682918881974786,-0.31682918881974786,1.5179795609537701]
[null,28.924999999999425,-0.37135411285686654,6.9683565838720651E-2,572.78877903266812,1.5182950369923165,-0.37135411285686654,-0.37135411285686654,1.5182950369923165]
[null,28.949999999999424,-0.85428650523064409,6.9707283866575903E-2,572.88582704005387,1.518610578604161,-0.85428650523064409,-0.85428650523064409,1.518610578604161]
[null,28.974999999999422,-1.2254667048136758,6.9731018045624787E-2,572.9829411339274,1.5189261849828564,-1.2254667048136758,-1.2254667048136758,1.5189261849828564]
[null,28.999999999999421,-1.132431580425286,6.9754768392370575E-2,573.08012138181596,1.5192418553233664,-1.132431580425286,-1.132431580425286,1.5192418553233664]
[null,29.024999999999419,-0.57282237534007818,6.9778534923339006E-2,573.17736785133843,1.519557588822056,-0.57282237534007818,-0.57282237534007818,1.519557588822056]
[null,29.049999999999418,-8.8955513699809294E-2,6.9802317655078397E-2,573.27468061020625,1.5198733846766865,-8.8955513699809294E-2,-8.8955513699809294E-2,1.5198733846766865]
[null,29.074999999999417,-0.25309414628848104,6.9826116604159563E-2,573.3720597262228,1.5201892420864034,-0.25309414628848104,-0.25309414628848104,1.5201892420864034]
[null,29.099999999999415,-0.50475195172284149,6.9849931787175995E-2,573.4695052672846,1.5205051602517292,-0.50475195172284149,-0.50475195172284149,1.5205051602517292]
[null,29.124999999999414,-0.23253886888820047,6.9873763220743776E-2,573.56701730138002,1.5208211383745518,-0.23253886888820047,-0.23253886888820047,1.5208211383745518]
[null,29.149999999999412,0.22769671538357597,6.9897610921501707E-2,573.66459589659098,1.5211371756581127,0.22769671538357597,0.22769671538357597,1.5211371756581127]
[null,29.174999999999411,0.3978462834481723,6.9921474906111294E-2,573.76224112109185,1.5214532713069946,0.3978462834481723,0.3978462834481723,1.5214532713069946]
[null,29.19999999999941,0.11023929300876681,6.9945355191256831E-2,573.85995304315054,1.5217694245271096,0.11023929300876681,0.11023929300876681,1.5217694245271096]
[null,29.224999999999408,-0.29574965495500605,6.9969251793645368E-2,573.95773173112798,1.5220856345256828,-0.29574965495500605,-0.29574965495500605,1.5220856345256828]
[null,29.249999999999407,-0.41789425861023016,6.9993164730006829E-2,574.05557725347853,1.5224019005112388,-0.41789425861023016,-0.41789425861023016,1.5224019005112388]
[null,29.274999999999405,-0.54416284534301895,7.0017094017094023E-2,574.15348967875047,1.5227182216935851,-0.54416284534301895,-0.54416284534301895,1.5227182216935851]
[null,29.299999999999404,-0.81001955034213002,7.0041039671682626E-2,574.25146907558531,1.5230345972837951,-0.81001955034213002,-0.81001955034213002,1.5230345972837951]
[null,29.324999999999402,-0.8437204460021136,7.0065001710571326E-2,574.34951551271922,1.5233510264941901,-0.8437204460021136,-0.8437204460021136,1.5233510264941901]
[null,29.349999999999401,-0.55531448765122982,7.0088980150581792E-2,574.44762905898187,1.5236675085383213,-0.55531448765122982,-0.55531448765122982,1.5236675085383213]
[null,29.3749999999994,-0.23823442926511471,7.0112975008558717E-2,574.54580978329739,1.5239840426309486,-0.23823442926511471,-0.23823442926511471,1.5239840426309486]
[null,29.399999999999398,-5.0694196091522578E-2,7.0136986301369858E-2,574.64405775468435,1.5243006279880214,-5.0694196091522578E-2,-5.0694196091522578E-2,1.5243006279880214]
[null,29.424999999999397,0.16313965778954059,7.0161014045906134E-2,574.74237304225585,1.5246172638266551,0.16313965778954059,0.16313965778954059,1.5246172638266551]
[null,29.449999999999395,0.21520462956340194,7.0185058259081556E-2,574.84075571521987,1.52493394936511,0.21520462956340194,0.21520462956340194,1.52493394936511]
[null,29.474999999999394,-2.635494732269026E-2,7.0209118957833397E-2,574.93920584287912,1.5252506838227671,-2.635494732269026E-2,-2.635494732269026E-2,1.5252506838227671]
[null,29.499999999999392,-0.16917258077761543,7.0233196159122088E-2,575.03772349463134,1.5255674664201024,-0.16917258077761543,-0.16917258077761543,1.5255674664201024]
[null,29.524999999999391,-0.17521596770219794,7.0257289879931392E-2,575.13630873996965,1.525884296378663,-0.17521596770219794,-0.17521596770219794,1.525884296378663]
[null,29.54999999999939,-0.23116994757435408,7.0281400137268357E-2,575.23496164848257,1.5262011729210387,-0.23116994757435408,-0.23116994757435408,1.5262011729210387]
[null,29.574999999999388,-0.2321886581524667,7.0305526948163402E-2,575.3336822898541,1.5265180952708359,-0.2321886581524667,-0.2321886581524667,1.5265180952708359]
[null,29.599999999999387,-0.17527424785489265,7.032967032967033E-2,575.43247073386385,1.5268350626526463,-0.17527424785489265,-0.17527424785489265,1.5268350626526463]
[null,29.624999999999385,-0.18467059792787655,7.0353830298866368E-2,575.53132705038763,1.5271520742920202,-0.18467059792787655,-0.18467059792787655,1.5271520742920202]
[null,29.649999999999384,-5.6302733604072931E-2,7.0378006872852228E-2,575.63025130939684,1.5274691294154337,-5.6302733604072931E-2,-5.6302733604072931E-2,1.5274691294154337]
[null,29.674999999999383,0.25549330175608637,7.0402200068752155E-2,575.72924358095963,1.5277862272502569,0.25549330175608637,0.25549330175608637,1.5277862272502569]
[null,29.699999999999381,0.32973877246103978,7.0426409903713891E-2,575.82830393524011,1.5281033670247217,0.32973877246103978,0.32973877246103978,1.5281033670247217]
[null,29.72499999999938,7.0590245491898879E-2,7.0450636394908839E-2,575.92743244249914,1.5284205479678872,7.0590245491898879E-2,7.0590245491898879E-2,1.5284205479678872]
[null,29.749999999999378,-0.2459701923509959,7.0474879559532008E-2,576.02662917309419,1.5287377693096043,-0.2459701923509959,-0.2459701923509959,1.5287377693096043]
[null,29.774999999999377,-0.44736533973355369,7.049913941480207E-2,576.12589419747962,1.5290550302804808,-0.44736533973355369,-0.44736533973355369,1.5290550302804808]
[null,29.799999999999375,-0.41801982584830694,7.0523415977961426E-2,576.22522758620687,1.5293723301118427,-0.41801982584830694,-0.41801982584830694,1.5293723301118427]
[null,29.824999999999374,-1.9794721407624019E-2,7.0547709266276265E-2,576.3246294099248,1.5296896680356964,-1.9794721407624019E-2,-1.9794721407624019E-2,1.5296896680356964]
[null,29.849999999999373,0.56077904669564904,7.057201929703652E-2,576.42409973937913,1.5300070432846888,0.56077904669564904,0.56077904669564904,1.5300070432846888]
[null,29.874999999999371,0.78613965514044082,7.0596346087556008E-2,576.5236386454136,1.5303244550920678,0.78613965514044082,0.78613965514044082,1.5303244550920678]
[null,29.89999999999937,0.52772254408761032,7.0620689655172417E-2,576.62324619896958,1.5306419026916394,0.52772254408761032,0.52772254408761032,1.5306419026916394]
[null,29.924999999999368,0.34493002408030005,7.0645050017247329E-2,576.72292247108601,1.5309593853177248,0.34493002408030005,0.34493002408030005,1.5309593853177248]
[null,29.949999999999367,0.48491444738494238,7.0669427191166326E-2,576.82266753290025,1.5312769022051169,0.48491444738494238,0.48491444738494238,1.5312769022051169]
[null,29.974999999999365,0.52706185908388803,7.0693821194338965E-2,576.9224814556477,1.5315944525890359,0.52706185908388803,0.52706185908388803,1.5315944525890359]
[null,29.999999999999364,0.3436864050947448,7.07182320441989E-2,577.0223643106624,1.5319120357050811,0.3436864050947448,0.3436864050947448,1.5319120357050811]
[null,30.024999999999363,0.20169714453742821,7.0742659758203805E-2,577.12231616937652,1.5322296507891842,0.20169714453742821,0.20169714453742821,1.5322296507891842]
[null,30.049999999999361,0.28212799381170739,7.0767104353835528E-2,577.22233710332125,1.5325472970775615,0.28212799381170739,0.28212799381170739,1.5325472970775615]
[null,30.07499999999936,0.4025606179815468,7.0791565848600066E-2,577.32242718412658,1.5328649738066633,0.4025606179815468,0.4025606179815468,1.5328649738066633]
[null,30.099999999999358,0.30285652221136022,7.0816044260027661E-2,577.42258648352174,1.5331826802131228,0.30285652221136022,0.30285652221136022,1.5331826802131228]
[null,30.124999999999357,0.22058216574345679,7.0840539605672784E-2,577.5228150733351,1.533500415533704,0.22058216574345679,0.22058216574345679,1.533500415533704]
[null,30.149999999999356,0.36746576703303768,7.0865051903114193E-2,577.62311302549426,1.5338181790052483,0.36746576703303768,0.36746576703303768,1.5338181790052483]
[null,30.174999999999354,0.4764144195694161,7.0889581169955002E-2,577.72348041202667,1.5341359698646195,0.4764144195694161,0.4764144195694161,1.5341359698646195]
[null,30.199999999999353,0.32724756084315454,7.091412742382272E-2,577.82391730505947,1.5344537873486492,0.32724756084315454,0.32724756084315454,1.5344537873486492]
[null,30.224999999999351,0.18463774911453881,7.0938690682369243E-2,577.92442377681959,1.5347716306940777,0.18463774911453881,0.18463774911453881,1.5347716306940777]
[null,30.24999999999935,0.20688222375869922,7.0963270963270958E-2,578.02499989963439,1.5350894991374975,0.20688222375869922,0.20688222375869922,1.5350894991374975]
[null,30.274999999999348,0.17947836614241017,7.0987868284228775E-2,578.12564574593125,1.5354073919152929,0.17947836614241017,0.17947836614241017,1.5354073919152929]
[null,30.299999999999347,0.14471491733490194,7.1012482662968099E-2,578.22636138823793,1.5357253082635789,0.14471491733490194,0.14471491733490194,1.5357253082635789]
[null,30.324999999999346,0.2483825933078487,7.1037114117238981E-2,578.32714689918305,1.53604324741814,0.2483825933078487,0.2483825933078487,1.53604324741814]
[null,30.349999999999344,0.38012818984494756,7.1061762664816105E-2,578.42800235149605,1.5363612086143663,0.38012818984494756,0.38012818984494756,1.5363612086143663]
[null,30.374999999999343,0.34949826086726149,7.108642832349879E-2,578.52892781800711,1.5366791910871891,0.34949826086726149,0.34949826086726149,1.5366791910871891]
[null,30.399999999999341,0.21150304513797899,7.1111111111111111E-2,578.62992337164758,1.5369971940710143,0.21150304513797899,0.21150304513797899,1.5369971940710143]
[null,30.42499999999934,0.15857420255532009,7.1135811045501915E-2,578.73098908545035,1.5373152167996564,0.15857420255532009,0.15857420255532009,1.5373152167996564]
[null,30.449999999999338,0.24505903514558089,7.1160528144544821E-2,578.83212503254981,1.53763325850627,0.24505903514558089,0.24505903514558089,1.53763325850627]
[null,30.474999999999337,0.48024329314651831,7.1185262426138332E-2,578.93333128618178,1.5379513184232778,0.48024329314651831,0.48024329314651831,1.5379513184232778]
[null,30.499999999999336,0.6920113805243624,7.1210013908205846E-2,579.03460791968416,1.5382693957823037,0.6920113805243624,0.6920113805243624,1.5382693957823037]
[null,30.524999999999334,0.67414970581768374,7.1234782608695646E-2,579.13595500649672,1.5385874898140954,0.67414970581768374,0.67414970581768374,1.5385874898140954]
[null,30.549999999999333,0.66479759567879171,7.1259568545581076E-2,579.23737262016175,1.5389055997484551,0.66479759567879171,0.66479759567879171,1.5389055997484551]
[null,30.574999999999331,0.90481923880822368,7.1284371736860419E-2,579.33886083432355,1.539223724814162,0.90481923880822368,0.90481923880822368,1.539223724814162]
[null,30.59999999999933,1.1220532097794096,7.1309192200557106E-2,579.44041972272919,1.5395418642388961,1.1220532097794096,1.1220532097794096,1.5395418642388961]
[null,30.624999999999329,1.1156908714737197,7.1334029954719616E-2,579.54204935922849,1.5398600172491619,1.1156908714737197,1.1156908714737197,1.5398600172491619]
[null,30.649999999999327,0.95386543112742939,7.1358885017421603E-2,579.64374981777405,1.5401781830702073,0.95386543112742939,0.95386543112742939,1.5401781830702073]
[null,30.674999999999326,0.73508081072990583,7.1383757406761936E-2,579.74552117242183,1.540496360925945,0.73508081072990583,0.73508081072990583,1.540496360925945]
[null,30.699999999999324,0.6315183039415927,7.1408647140864714E-2,579.84736349733089,1.5408145500388695,0.6315183039415927,0.6315183039415927,1.5408145500388695]
[null,30.724999999999323,0.64076471507628052,7.143355423787931E-2,579.94927686676374,1.5411327496299743,0.64076471507628052,0.64076471507628052,1.5411327496299743]
[null,30.749999999999321,0.66818234800138798,7.1458478715980461E-2,580.05126135508658,1.5414509589186676,0.66818234800138798,0.66818234800138798,1.5414509589186676]
[null,30.77499999999932,0.62426295475075966,7.1483420593368235E-2,580.15331703676964,1.5417691771226862,0.62426295475075966,0.62426295475075966,1.5417691771226862]
[null,30.799999999999319,0.41343794620741908,7.150837988826815E-2,580.25544398638669,1.5420874034580077,0.41343794620741908,0.41343794620741908,1.5420874034580077]
[null,30.824999999999317,0.22647892510205642,7.153335661893119E-2,580.35764227861625,1.5424056371387629,0.22647892510205642,0.22647892510205642,1.5424056371387629]
[null,30.849999999999316,0.26933536784048151,7.1558350803633819E-2,580.45991198824072,1.5427238773771441,0.26933536784048151,0.26933536784048151,1.5427238773771441]
[null,30.874999999999314,0.36412724146791781,7.158336246067809E-2,580.56225319014743,1.5430421233833151,0.36412724146791781,0.36412724146791781,1.5430421233833151]
[null,30.899999999999313,0.30272817342054209,7.1608391608391608E-2,580.66466595932809,1.5433603743653175,0.30272817342054209,0.30272817342054209,1.5433603743653175]
[null,30.924999999999311,0.21110263399799167,7.1633438265127664E-2,580.76715037087968,1.5436786295289759,0.21110263399799167,0.21110263399799167,1.5436786295289759]
[null,30.94999999999931,0.28713015282645427,7.1658502449265221E-2,580.8697065000041,1.5439968880778028,0.28713015282645427,0.28713015282645427,1.5439968880778028]
[null,30.974999999999309,0.4812963095417862,7.1683584179208962E-2,580.97233442200854,1.5443151492129013,0.4812963095417862,0.4812963095417862,1.5443151492129013]
[null,30.999999999999307,0.59366507985705463,7.1708683473389351E-2,581.07503421230558,1.5446334121328653,0.59366507985705463,0.59366507985705463,1.5446334121328653]
[null,31.024999999999306,0.65321772670317091,7.1733800350262694E-2,581.17780594641386,1.5449516760336812,0.65321772670317091,0.65321772670317091,1.5449516760336812]
[null,31.049999999999304,0.73901101229976129,7.1758934828311138E-2,581.28064969995728,1.5452699401086245,0.73901101229976129,0.73901101229976129,1.5452699401086245]
[null,31.074999999999303,0.58447761114952324,7.1784086926042767E-2,581.3835655486663,1.5455882035481578,0.58447761114952324,0.58447761114952324,1.5455882035481578]
[null,31.099999999999302,0.24468723426237254,7.1809256661991588E-2,581.48655356837719,1.5459064655398256,0.24468723426237254,0.24468723426237254,1.5459064655398256]
[null,31.1249999999993,0.1369751806022452,7.1834444054717644E-2,581.58961383503276,1.5462247252681485,0.1369751806022452,0.1369751806022452,1.5462247252681485]
[null,31.149999999999299,0.13649556143655125,7.1859649122807012E-2,581.69274642468235,1.5465429819145164,0.13649556143655125,0.13649556143655125,1.5465429819145164]
[null,31.174999999999297,2.1661540662328026E-2,7.1884871884871887E-2,581.7959514134825,1.5468612346570778,2.1661540662328026E-2,2.1661540662328026E-2,1.5468612346570778]
[null,31.199999999999296,-5.5138190189331339E-2,7.1910112359550568E-2,581.89922887769603,1.5471794826706309,-5.5138190189331339E-2,-5.5138190189331339E-2,1.5471794826706309]
[null,31.224999999999294,6.7310927263712324E-3,7.1935370565507556E-2,582.00257889369334,1.5474977251265107,6.7310927263712324E-3,6.7310927263712324E-3,1.5474977251265107]
[null,31.249999999999293,0.14797357259985092,7.1960646521433594E-2,582.10600153795212,1.547815961192476,0.14797357259985092,0.14797357259985092,1.547815961192476]
[null,31.274999999999292,0.22928643900319751,7.1985940246045696E-2,582.20949688705741,1.5481341900325933,0.22928643900319751,0.22928643900319751,1.5481341900325933]
[null,31.29999999999929,0.32581426645156036,7.2011251758087202E-2,582.31306501770212,1.5484524108071223,0.32581426645156036,0.32581426645156036,1.5484524108071223]
[null,31.324999999999289,0.54027887053064072,7.2036581076327821E-2,582.41670600668715,1.5487706226723952,0.54027887053064072,0.54027887053064072,1.5487706226723952]
[null,31.349999999999287,0.56031399756812739,7.2061928219563684E-2,582.52041993092121,1.5490888247806995,0.56031399756812739,0.56031399756812739,1.5490888247806995]
[null,31.374999999999286,0.17769605310911496,7.2087293206617387E-2,582.62420686742166,1.549407016280155,0.17769605310911496,0.17769605310911496,1.549407016280155]
[null,31.399999999999284,-0.31934331513403064,7.2112676056338032E-2,582.72806689331401,1.5497251963145926,-0.31934331513403064,-0.31934331513403064,1.5497251963145926]
[null,31.424999999999283,-0.51349980264220974,7.2138076787601271E-2,582.83200008583242,1.5500433640234283,-0.51349980264220974,-0.51349980264220974,1.5500433640234283]
[null,31.449999999999282,-0.34776071758762628,7.2163495419309373E-2,582.93600652232021,1.5503615185415396,-0.34776071758762628,-0.34776071758762628,1.5503615185415396]
[null,31.47499999999928,-0.18298789097373036,7.2188931970391265E-2,583.04008628022973,1.5506796589991363,-0.18298789097373036,-0.18298789097373036,1.5506796589991363]
[null,31.499999999999279,-0.17547809593442909,7.2214386459802535E-2,583.14423943712211,1.5509977845216321,-0.17547809593442909,-0.17547809593442909,1.5509977845216321]
[null,31.524999999999277,-0.13496769425172214,7.2239858906525567E-2,583.24846607066843,1.5513158942295147,-0.13496769425172214,-0.13496769425172214,1.5513158942295147]
[null,31.549999999999276,-2.5234908751824613E-2,7.2265349329569517E-2,583.35276625864913,1.5516339872382134,-2.5234908751824613E-2,-2.5234908751824613E-2,1.5516339872382134]
[null,31.574999999999275,6.7072773367029645E-2,7.2290857747970352E-2,583.45714007895458,1.5519520626579646,6.7072773367029645E-2,6.7072773367029645E-2,1.5519520626579646]
[null,31.599999999999273,5.8591289236450531E-2,7.2316384180790963E-2,583.5615876095851,1.5522701195936786,5.8591289236450531E-2,5.8591289236450531E-2,1.5522701195936786]
[null,31.624999999999272,-0.10178204812351041,7.2341928647121162E-2,583.66610892865128,1.5525881571447999,-0.10178204812351041,-0.10178204812351041,1.5525881571447999]
[null,31.64999999999927,-0.34550355376476549,7.2367491166077741E-2,583.77070411437398,1.5529061744051715,-0.34550355376476549,-0.34550355376476549,1.5529061744051715]
[null,31.674999999999269,-0.55824505214749232,7.2393071756804525E-2,583.8753732450848,1.5532241704628944,-0.55824505214749232,-0.55824505214749232,1.5532241704628944]
[null,31.699999999999267,-0.59920686010379087,7.2418670438472416E-2,583.98011639922618,1.5535421444001838,-0.59920686010379087,-0.59920686010379087,1.5535421444001838]
[null,31.724999999999266,-0.4602403526479063,7.2444287230279444E-2,584.08493365535128,1.5538600952932287,-0.4602403526479063,-0.4602403526479063,1.5538600952932287]
[null,31.749999999999265,-0.20640233968322086,7.2469922151450816E-2,584.18982509212492,1.5541780222120454,-0.20640233968322086,-0.20640233968322086,1.5541780222120454]
[null,31.774999999999263,1.3064423410608896E-2,7.2495575221238936E-2,584.29479078832264,1.554495924220332,1.3064423410608896E-2,1.3064423410608896E-2,1.554495924220332]
[null,31.799999999999262,-9.2222248713201713E-2,7.2521246458923508E-2,584.3998308228322,1.5548138003753187,-9.2222248713201713E-2,-9.2222248713201713E-2,1.5548138003753187]
[null,31.82499999999926,-0.37116682163889159,7.2546935883811545E-2,584.50494527465275,1.5551316497276213,-0.37116682163889159,-0.37116682163889159,1.5551316497276213]
[null,31.849999999999259,-0.4512630898547495,7.2572643515237414E-2,584.61013422289568,1.5554494713210858,-0.4512630898547495,-0.4512630898547495,1.5554494713210858]
[null,31.874999999999257,-0.3908921366828525,7.2598369372562921E-2,584.71539774678422,1.5557672641926392,-0.3908921366828525,-0.3908921366828525,1.5557672641926392]
[null,31.899999999999256,-0.41804088617621304,7.2624113475177304E-2,584.82073592565428,1.5560850273721321,-0.41804088617621304,-0.41804088617621304,1.5560850273721321]
[null,31.924999999999255,-0.57121993605077814,7.2649875842497338E-2,584.92614883895408,1.5564027598821841,-0.57121993605077814,-0.57121993605077814,1.5564027598821841]
[null,31.949999999999253,-0.63419879360083931,7.2675656493967358E-2,585.03163656624497,1.5567204607380261,-0.63419879360083931,-0.63419879360083931,1.5567204607380261]
[null,31.974999999999252,-0.56528238058529112,7.2701455449059288E-2,585.13719918720096,1.5570381289473394,-0.56528238058529112,-0.56528238058529112,1.5570381289473394]
[null,31.99999999999925,-0.63428369718692323,7.2727272727272724E-2,585.24283678160918,1.5573557635100954,-0.63428369718692323,-0.63428369718692323,1.5573557635100954]
[null,32.024999999999253,-0.74647577267561527,7.275310834813499E-2,585.34854942937056,1.5576733634183935,-0.74647577267561527,-0.74647577267561527,1.5576733634183935]
[null,32.049999999999251,-0.65388940546296948,7.2778962331201139E-2,585.45433721049926,1.5579909276562951,-0.65388940546296948,-0.65388940546296948,1.5579909276562951]
[null,32.07499999999925,-0.49873240667890567,7.2804834696054033E-2,585.56020020512324,1.5583084551996591,-0.49873240667890567,-0.49873240667890567,1.5583084551996591]
[null,32.099999999999248,-0.37471820221623497,7.2830725462304416E-2,585.66613849348448,1.5586259450159723,-0.37471820221623497,-0.37471820221623497,1.5586259450159723]
[null,32.124999999999247,-0.22226977352862476,7.2856634649590898E-2,585.77215215593912,1.5589433960641825,-0.22226977352862476,-0.22226977352862476,1.5589433960641825]
[null,32.149999999999245,-0.14138261714972972,7.2882562277580068E-2,585.87824127295789,1.5592608072945249,-0.14138261714972972,-0.14138261714972972,1.5592608072945249]
[null,32.174999999999244,-0.13767772135199369,7.2908508365966532E-2,585.98440592512577,1.5595781776483499,-0.13767772135199369,-0.13767772135199369,1.5595781776483499]
[null,32.199999999999243,-6.9342255494891161E-2,7.293447293447293E-2,586.09064619314279,1.5598955060579507,-6.9342255494891161E-2,-6.9342255494891161E-2,1.5598955060579507]
[null,32.224999999999241,-6.872210168826999E-2,7.2960456002850019E-2,586.19696215782392,1.5602127914463844,-6.872210168826999E-2,-6.872210168826999E-2,1.5602127914463844]
[null,32.24999999999924,-0.22062362412480432,7.2986457590876699E-2,586.30335390009918,1.5605300327272957,-0.22062362412480432,-0.22062362412480432,1.5605300327272957]
[null,32.274999999999238,-0.29402893344671482,7.3012477718360072E-2,586.40982150101422,1.5608472288047377,-0.29402893344671482,-0.29402893344671482,1.5608472288047377]
[null,32.299999999999237,-0.31968809521917307,7.303851640513552E-2,586.51636504173018,1.5611643785729898,-0.31968809521917307,-0.31968809521917307,1.5611643785729898]
[null,32.324999999999235,-0.38533128293159763,7.306457367106671E-2,586.62298460352417,1.561481480916376,-0.38533128293159763,-0.38533128293159763,1.561481480916376]
[null,32.349999999999234,-0.40744846842407811,7.3090649536045688E-2,586.72968026778904,1.5617985347090793,-0.40744846842407811,-0.40744846842407811,1.5617985347090793]
[null,32.374999999999233,-0.48090450796981071,7.3116744019992866E-2,586.83645211603414,1.5621155388149557,-0.48090450796981071,-0.48090450796981071,1.5621155388149557]
[null,32.399999999999231,-0.55552681284388605,7.3142857142857148E-2,586.94330022988515,1.5627218454585203,-0.55552681284388605,-0.55552681284388605,1.5627218454585203]
[null,32.42499999999923,-0.46063162440031058,7.316898892461593E-2,587.05022469108428,1.5633948303156704,-0.46063162440031058,-0.46063162440031058,1.5633948303156704]
[null,32.449999999999228,-0.22631176702773889,7.3195139385275193E-2,587.15722558149093,1.5640683823966144,-0.22631176702773889,-0.22631176702773889,1.5640683823966144]
[null,32.474999999999227,-5.910574403886746E-2,7.3221308544869509E-2,587.26430298308128,1.5647424996062294,-5.910574403886746E-2,-5.910574403886746E-2,1.5647424996062294]
[null,32.499999999999226,-0.15471459944315957,7.3247496423462094E-2,587.37145697794881,1.5654171798350616,-0.15471459944315957,-0.15471459944315957,1.5654171798350616]
[null,32.524999999999224,-0.22018374142685684,7.3273703041144903E-2,587.47868764830469,1.5660924209592137,-0.22018374142685684,-0.22018374142685684,1.5660924209592137]
[null,32.549999999999223,5.4529030138788428E-3,7.329992841803866E-2,587.58599507647762,1.5667682208402347,5.4529030138788428E-3,5.4529030138788428E-3,1.5667682208402347]
[null,32.574999999999221,0.15154786787359542,7.3326172574292872E-2,587.69337934491398,1.5674445773250039,0.15154786787359542,0.15154786787359542,1.5674445773250039]
[null,32.59999999999922,3.7196247817805637E-2,7.3352435530085955E-2,587.80084053617895,1.5681214882456165,3.7196247817805637E-2,3.7196247817805637E-2,1.5681214882456165]
[null,32.624999999999218,-9.6207948883007877E-2,7.337871730562523E-2,587.90837873295527,1.5687989514192664,-9.6207948883007877E-2,-9.6207948883007877E-2,1.5687989514192664]
[null,32.649999999999217,-0.17938962136444417,7.3405017921146953E-2,588.01599401804481,1.5694769646481259,-0.17938962136444417,-0.17938962136444417,1.5694769646481259]
[null,32.674999999999216,-0.13592428348525898,7.3431337396916457E-2,588.12368647436767,1.5701555257192252,-0.13592428348525898,-0.13592428348525898,1.5701555257192252]
[null,32.699999999999214,0.1873090993862038,7.3457675753228119E-2,588.23145618496346,1.5708346324043296,0.1873090993862038,0.1873090993862038,1.5708346324043296]
[null,32.724999999999213,0.56882952260607655,7.3484033010405458E-2,588.33930323299069,1.5715142824598136,0.56882952260607655,0.56882952260607655,1.5715142824598136]
[null,32.749999999999211,0.63601475017682718,7.3510409188801154E-2,588.44722770172712,1.5721944736265359,0.63601475017682718,0.63601475017682718,1.5721944736265359]
[null,32.77499999999921,0.43346486104157222,7.3536804308797124E-2,588.55522967457023,1.5728752036297107,0.43346486104157222,0.43346486104157222,1.5728752036297107]
[null,32.799999999999208,0.22977970102281672,7.3563218390804597E-2,588.66330923503767,1.5735564701787741,0.22977970102281672,0.22977970102281672,1.5735564701787741]
[null,32.824999999999207,5.2541279567243242E-2,7.358965145526411E-2,588.7714664667667,1.5742382709672573,5.2541279567243242E-2,5.2541279567243242E-2,1.5742382709672573]
[null,32.849999999999206,-6.7702728835695128E-2,7.3616103522645582E-2,588.87970145351483,1.5749206036726484,-6.7702728835695128E-2,-6.7702728835695128E-2,1.5749206036726484]
[null,32.874999999999204,-2.7411407545160325E-2,7.3642574613448405E-2,588.98801427916032,1.5756034659562563,-2.7411407545160325E-2,-2.7411407545160325E-2,1.5756034659562563]
[null,32.899999999999203,0.12735776331370349,7.3669064748201438E-2,589.09640502770196,1.5762868554630742,0.12735776331370349,0.12735776331370349,1.5762868554630742]
[null,32.924999999999201,0.29798628826952983,7.3695573947463122E-2,589.20487378325959,1.5769707698216395,0.29798628826952983,0.29798628826952983,1.5769707698216395]
[null,32.9499999999992,0.26853560519964931,7.3722102231821449E-2,589.31342063007378,1.5776552066438887,0.26853560519964931,0.26853560519964931,1.5776552066438887]
[null,32.974999999999199,3.7234924646411649E-2,7.3748649621894133E-2,589.42204565250688,1.5783401635250178,3.7234924646411649E-2,3.7234924646411649E-2,1.5783401635250178]
[null,32.999999999999197,1.9701340708421565E-3,7.3775216138328534E-2,589.53074893504265,1.5790256380433321,1.9701340708421565E-3,1.9701340708421565E-3,1.5790256380433321]
[null,33.024999999999196,0.24784959482048383,7.3801801801801806E-2,589.6395305622865,1.5797116277601013,0.24784959482048383,0.24784959482048383,1.5797116277601013]
[null,33.049999999999194,0.38465642525437965,7.3828406633020913E-2,589.74839061896603,1.5803981302194066,0.38465642525437965,0.38465642525437965,1.5803981302194066]
[null,33.074999999999193,0.23479643007573775,7.3855030652722684E-2,589.85732918993085,1.5810851429479911,0.23479643007573775,0.23479643007573775,1.5810851429479911]
[null,33.099999999999191,6.8334538672854939E-2,7.3881673881673882E-2,589.96634636015324,1.5817726634551024,6.8334538672854939E-2,6.8334538672854939E-2,1.5817726634551024]
[null,33.12499999999919,7.0193675543793549E-2,7.3908336340671232E-2,590.07544221472813,1.582460689232339,7.0193675543793549E-2,7.0193675543793549E-2,1.582460689232339]
[null,33.149999999999189,0.13192758955937553,7.3935018050541521E-2,590.18461683887301,1.5831492177534896,0.13192758955937553,0.13192758955937553,1.5831492177534896]
[null,33.174999999999187,6.441917205095804E-2,7.3961719032141562E-2,590.29387031792885,1.5838382464743752,6.441917205095804E-2,6.441917205095804E-2,1.5838382464743752]
[null,33.199999999999186,-0.17555107858018951,7.3988439306358386E-2,590.40320273735972,1.5845277728326819,-0.17555107858018951,-0.17555107858018951,1.5845277728326819]
[null,33.224999999999184,-0.37384347010625524,7.4015178894109149E-2,590.51261418275328,1.5852177942478018,-0.37384347010625524,-0.37384347010625524,1.5852177942478018]
[null,33.249999999999183,-0.43749798006288948,7.4041937816341288E-2,590.622104739821,1.58590830812066,-0.43749798006288948,-0.43749798006288948,1.58590830812066]
[null,33.274999999999181,-0.38844384045013464,7.4068716094032552E-2,590.73167449439836,1.5865993118335502,-0.38844384045013464,-0.38844384045013464,1.5865993118335502]
[null,33.29999999999918,-0.20851737940644316,7.4095513748191025E-2,590.84132353244513,1.5872908027499604,-0.20851737940644316,-0.20851737940644316,1.5872908027499604]
[null,33.324999999999179,-7.57827421871482E-2,7.4122330799855224E-2,590.9510519400452,1.5879827782143998,-7.57827421871482E-2,-7.57827421871482E-2,1.5879827782143998]
[null,33.349999999999177,-7.1441665540800045E-2,7.414916727009413E-2,591.06085980340754,1.5886752355522247,-7.1441665540800045E-2,-7.1441665540800045E-2,1.5886752355522247]
[null,33.374999999999176,-0.13658880968086315,7.4176023180007239E-2,591.17074720886569,1.5893681720694577,-0.13658880968086315,-0.13658880968086315,1.5893681720694577]
[null,33.399999999999174,-0.27429275710156903,7.4202898550724636E-2,591.28071424287862,1.590061585052609,-0.27429275710156903,-0.27429275710156903,1.590061585052609]
[null,33.424999999999173,-0.32374187720371828,7.4229793403407032E-2,591.39076099203032,1.5907554717684944,-0.32374187720371828,-0.32374187720371828,1.5907554717684944]
[null,33.449999999999172,-0.22373061853785689,7.4256707759245824E-2,591.50088754303056,1.5914498294640493,-0.22373061853785689,-0.22373061853785689,1.5914498294640493]
[null,33.47499999999917,-9.6692203969938217E-2,7.4283641639463188E-2,591.61109398271492,1.5921446553661416,-9.6692203969938217E-2,-9.6692203969938217E-2,1.5921446553661416]
[null,33.499999999999169,4.1219962541756451E-2,7.4310595065312041E-2,591.72138039804486,1.5928399466813841,4.1219962541756451E-2,4.1219962541756451E-2,1.5928399466813841]
[null,33.524999999999167,8.0334289657657154E-2,7.4337568058076231E-2,591.83174687610824,1.5935357005959401,8.0334289657657154E-2,8.0334289657657154E-2,1.5935357005959401]
[null,33.549999999999166,-1.9540937833620649E-2,7.4364560639070446E-2,591.94219350411947,1.594231914275333,-1.9540937833620649E-2,-1.9540937833620649E-2,1.594231914275333]
[null,33.574999999999164,-1.3906306707250958E-2,7.4391572829640387E-2,592.05272036941938,1.5949285848642445,-1.3906306707250958E-2,-1.3906306707250958E-2,1.5949285848642445]
[null,33.599999999999163,0.12763803786620456,7.441860465116279E-2,592.1633275594761,1.595625709486324,0.12763803786620456,0.12763803786620456,1.595625709486324]
[null,33.624999999999162,0.12884576157589553,7.4445656125045431E-2,592.27401516188468,1.5963232852439795,0.12884576157589553,0.12884576157589553,1.5963232852439795]
[null,33.64999999999916,-1.9051517005883624E-2,7.4472727272727274E-2,592.3847832643678,1.5970213092181795,-1.9051517005883624E-2,-1.9051517005883624E-2,1.5970213092181795]
[null,33.674999999999159,-0.10177052454786546,7.4499818115678434E-2,592.49563195477572,1.5977197784682455,-0.10177052454786546,-0.10177052454786546,1.5977197784682455]
[null,33.699999999999157,-0.1500475513064026,7.4526928675400297E-2,592.60656132108625,1.5984186900316446,-0.1500475513064026,-0.1500475513064026,1.5984186900316446]
[null,33.724999999999156,-0.20373416832897567,7.4554058973425555E-2,592.71757145140577,1.5991180409237784,-0.20373416832897567,-0.20373416832897567,1.5991180409237784]
[null,33.749999999999154,-0.20621557828481504,7.4581209031318277E-2,592.8286624339687,1.5998178281377708,-0.20621557828481504,-0.20621557828481504,1.5998178281377708]
[null,33.774999999999153,-0.17681019478816468,7.4608378870673953E-2,592.93983435713835,1.6005180486442527,-0.17681019478816468,-0.17681019478816468,1.6005180486442527]
[null,33.799999999999152,-0.13579606714933221,7.4635568513119532E-2,593.05108730940651,1.601218699391143,-0.13579606714933221,-0.13579606714933221,1.601218699391143]
[null,33.82499999999915,-0.16214187508444,7.4662777980313524E-2,593.16242137939423,1.6019197773034324,-0.16214187508444,-0.16214187508444,1.6019197773034324]
[null,33.849999999999149,-0.14825901289315929,7.4690007293946023E-2,593.27383665585148,1.6026212792829555,-0.14825901289315929,-0.14825901289315929,1.6026212792829555]
[null,33.874999999999147,1.006445255068378E-2,7.4717256475738777E-2,593.38533322765841,1.6033232022081718,1.006445255068378E-2,1.006445255068378E-2,1.6033232022081718]
[null,33.899999999999146,2.9948051191165908E-3,7.4744525547445262E-2,593.49691118382418,1.6040255429339325,2.9948051191165908E-3,2.9948051191165908E-3,1.6040255429339325]
[null,33.924999999999145,-0.20776900926389513,7.4771814530850675E-2,593.6085706134885,1.6047282982912563,-0.20776900926389513,-0.20776900926389513,1.6047282982912563]
[null,33.949999999999143,-0.25057101304150886,7.4799123447772092E-2,593.72031160592098,1.6054314650870922,-0.25057101304150886,-0.25057101304150886,1.6054314650870922]
[null,33.974999999999142,-7.9907652448958616E-2,7.4826452320058454E-2,593.83213425052179,1.6061350401040895,-7.9907652448958616E-2,-7.9907652448958616E-2,1.6061350401040895]
[null,33.99999999999914,5.2803672709259092E-2,7.4853801169590645E-2,593.94403863682203,1.606839020100356,5.2803672709259092E-2,5.2803672709259092E-2,1.606839020100356]
[null,34.024999999999139,7.9295710845671663E-2,7.488117001828154E-2,594.05602485448321,1.6075434018092234,7.9295710845671663E-2,7.9295710845671663E-2,1.6075434018092234]
[null,34.049999999999137,0.13617422586738079,7.4908558888076085E-2,594.16809299329861,1.6082481819389984,0.13617422586738079,0.13617422586738079,1.6082481819389984]
[null,34.074999999999136,0.23647118973633532,7.4935967800951339E-2,594.28024314319248,1.6089533571727266,0.23647118973633532,0.23647118973633532,1.6089533571727266]
[null,34.099999999999135,0.20812491556000601,7.4963396778916544E-2,594.39247539422092,1.6096589241679391,0.20812491556000601,0.20812491556000601,1.6096589241679391]
[null,34.124999999999133,6.0054783343532522E-2,7.4990845844013179E-2,594.50478983657206,1.6103648795564038,6.0054783343532522E-2,6.0054783343532522E-2,1.6103648795564038]
[null,34.149999999999132,2.0819657365684176E-2,7.5018315018315018E-2,594.61718656056587,1.6110712199438761,2.0819657365684176E-2,2.0819657365684176E-2,1.6110712199438761]
[null,34.17499999999913,8.3581421346960144E-2,7.5045804323928184E-2,594.72966565665502,1.6117779419098426,8.3581421346960144E-2,8.3581421346960144E-2,1.6117779419098426]
[null,34.199999999999129,0.14368561036539021,7.5073313782991202E-2,594.8422272154246,1.6124850420072623,0.14368561036539021,0.14368561036539021,1.6124850420072623]
[null,34.224999999999127,0.2992783857457344,7.5100843417675103E-2,594.95487132759263,1.6131925167623105,0.2992783857457344,0.2992783857457344,1.6131925167623105]
[null,34.249999999999126,0.45248101259116186,7.5128393250183417E-2,595.06759808401011,1.613900362674114,0.45248101259116186,0.45248101259116186,1.613900362674114]
[null,34.274999999999125,0.42629785926402758,7.5155963302752288E-2,595.18040757566177,1.6146085762144882,0.42629785926402758,0.42629785926402758,1.6146085762144882]
[null,34.299999999999123,0.38977077356306311,7.5183553597650513E-2,595.29329989366556,1.6153171538276681,0.38977077356306311,0.38977077356306311,1.6153171538276681]
[null,34.324999999999122,0.45388953791786202,7.5211164157179586E-2,595.40627512927347,1.6160260919300422,0.45388953791786202,0.45388953791786202,1.6160260919300422]
[null,34.34999999999912,0.50662817527491011,7.5238795003673767E-2,595.51933337387152,1.6167353869098751,0.50662817527491011,0.50662817527491011,1.6167353869098751]
[null,34.374999999999119,0.48103312167041506,7.5266446159500178E-2,595.63247471898012,1.6174450351270373,0.48103312167041506,0.48103312167041506,1.6174450351270373]
[null,34.399999999999118,0.40119540540468945,7.5294117647058817E-2,595.74569925625428,1.6181550329127266,0.40119540540468945,0.40119540540468945,1.6181550329127266]
[null,34.424999999999116,0.45912720173145027,7.5321809488782643E-2,595.85900707748374,1.6188653765691883,0.45912720173145027,0.45912720173145027,1.6188653765691883]
[null,34.449999999999115,0.64231867587493074,7.5349521707137601E-2,595.97239827459339,1.6195760623694322,0.64231867587493074,0.64231867587493074,1.6195760623694322]
[null,34.474999999999113,0.64915679215443156,7.537725432462275E-2,596.08587293964354,1.6202870865569494,0.64915679215443156,0.64915679215443156,1.6202870865569494]
[null,34.499999999999112,0.57240805643638049,7.5405007363770246E-2,596.19943116483,1.6209984453454256,0.57240805643638049,0.57240805643638049,1.6209984453454256]
[null,34.52499999999911,0.61029333460490065,7.5432780847145484E-2,596.31307304248435,1.6217101349184477,0.61029333460490065,0.61029333460490065,1.6217101349184477]
[null,34.549999999999109,0.61862183333465781,7.5460574797347094E-2,596.42679866507433,1.6224221514292161,0.61862183333465781,0.61862183333465781,1.6224221514292161]
[null,34.574999999999108,0.54772389512751418,7.5488389237007E-2,596.5406081252039,1.6231344910002474,0.54772389512751418,0.54772389512751418,1.6231344910002474]
[null,34.599999999999106,0.42756690958893984,7.5516224188790559E-2,596.6545015156139,1.6238471497230793,0.42756690958893984,0.42756690958893984,1.6238471497230793]
[null,34.624999999999105,0.23970269174832512,7.554407967539653E-2,596.7684789291817,1.6245601236579674,0.23970269174832512,0.23970269174832512,1.6245601236579674]
[null,34.649999999999103,0.11017280065273798,7.5571955719557202E-2,596.88254045892188,1.6252734088335874,0.11017280065273798,0.11017280065273798,1.6252734088335874]
[null,34.674999999999102,0.11119164368574225,7.559985234403839E-2,596.99668619798626,1.625987001246727,0.11119164368574225,0.11119164368574225,1.625987001246727]
[null,34.6999999999991,0.12469859889214693,7.562776957163958E-2,597.11091623966456,1.6267008968619812,0.12469859889214693,0.12469859889214693,1.6267008968619812]
[null,34.724999999999099,0.11455957423699398,7.5655707425193938E-2,597.22523067738393,1.6274150916114416,0.11455957423699398,0.11455957423699398,1.6274150916114416]
[null,34.749999999999098,0.13642138669676018,7.5683665927568367E-2,597.3396296047099,1.628129581394385,0.13642138669676018,0.13642138669676018,1.628129581394385]
[null,34.774999999999096,0.12117410665797741,7.5711645101663588E-2,597.45411311534622,1.6288443620769579,0.12117410665797741,0.12117410665797741,1.6288443620769579]
[null,34.799999999999095,3.5400821750153376E-2,7.5739644970414202E-2,597.56868130313546,1.6295594294918634,3.5400821750153376E-2,3.5400821750153376E-2,1.6295594294918634]
[null,34.824999999999093,-6.0927925994802873E-2,7.5767665556788752E-2,597.68333426205879,1.630274779438035,-6.0927925994802873E-2,-6.0927925994802873E-2,1.630274779438035]
[null,34.849999999999092,-0.15914985151806552,7.5795706883789782E-2,597.79807208623674,1.6309904076803234,-0.15914985151806552,-0.15914985151806552,1.6309904076803234]
[null,34.874999999999091,-0.21787465528614225,7.5823768974453906E-2,597.912894869929,1.6317063099491669,-0.21787465528614225,-0.21787465528614225,1.6317063099491669]
[null,34.899999999999089,-0.26649209111836952,7.5851851851851851E-2,598.0278027075351,1.632422481940266,-0.26649209111836952,-0.26649209111836952,1.632422481940266]
[null,34.924999999999088,-0.33461735106109614,7.5879955539088551E-2,598.14279569359451,1.6331389193142565,-0.33461735106109614,-0.33461735106109614,1.6331389193142565]
[null,34.949999999999086,-0.26570583887657045,7.590808005930319E-2,598.25787392278664,1.6338556176963768,-0.26570583887657045,-0.26570583887657045,1.6338556176963768]
[null,34.974999999999085,-8.3966732629203011E-2,7.5936225435669261E-2,598.37303748993133,1.6345725726761353,-8.3966732629203011E-2,-8.3966732629203011E-2,1.6345725726761353]
[null,34.999999999999083,-2.9959972131492901E-3,7.5964391691394656E-2,598.48828648998949,1.6352897798069741,-2.9959972131492901E-3,-2.9959972131492901E-3,1.6352897798069741]
[null,35.024999999999082,-3.2571717701536503E-2,7.5992578849721701E-2,598.60362101806243,1.6360072346059331,-3.2571717701536503E-2,-3.2571717701536503E-2,1.6360072346059331]
[null,35.049999999999081,-0.11806578769600036,7.6020786933927248E-2,598.71904116939311,1.6367249325533062,-0.11806578769600036,-0.11806578769600036,1.6367249325533062]
[null,35.074999999999079,-0.19495333614137741,7.6049015967322692E-2,598.83454703936559,1.6374428690923031,-0.19495333614137741,-0.19495333614137741,1.6374428690923031]
[null,35.099999999999078,-0.1675355707613769,7.607726597325408E-2,598.95013872350603,1.6381610396286996,-0.1675355707613769,-0.1675355707613769,1.6381610396286996]
[null,35.124999999999076,-0.18745824359514382,7.6105536975102195E-2,599.06581631748236,1.6388794395304969,-0.18745824359514382,-0.18745824359514382,1.6388794395304969]
[null,35.149999999999075,-0.29273153777481109,7.6133828996282529E-2,599.18157991710473,1.6395980641275663,-0.29273153777481109,-0.29273153777481109,1.6395980641275663]
[null,35.174999999999073,-0.30273069006349868,7.616214206024545E-2,599.29742961832585,1.6403169087113025,-0.30273069006349868,-0.30273069006349868,1.6403169087113025]
[null,35.199999999999072,-0.3495366727860828,7.6190476190476197E-2,599.41336551724146,1.6410359685342677,-0.3495366727860828,-0.3495366727860828,1.6410359685342677]
[null,35.224999999999071,-0.48082980341044884,7.6218831410494972E-2,599.52938771008985,1.6417552388098375,-0.48082980341044884,-0.48082980341044884,1.6417552388098375]
[null,35.249999999999069,-0.48103841986611423,7.6247207743857043E-2,599.64549629325325,1.642474714711843,-0.48103841986611423,-0.48103841986611423,1.642474714711843]
[null,35.274999999999068,-0.40468439972767267,7.6275605214152706E-2,599.761691363257,1.6431943913742098,-0.40468439972767267,-0.40468439972767267,1.6431943913742098]
[null,35.299999999999066,-0.36127297098972955,7.6304023845007451E-2,599.87797301677028,1.6439142638905979,-0.36127297098972955,-0.36127297098972955,1.6439142638905979]
[null,35.324999999999065,-0.3290159661127402,7.6332463660081992E-2,599.99434135060687,1.6446343273140385,-0.3290159661127402,-0.3290159661127402,1.6446343273140385]
[null,35.349999999999064,-0.35433882491317581,7.6360924683072331E-2,600.11079646172436,1.6453545766565663,-0.35433882491317581,-0.35433882491317581,1.6453545766565663]
[null,35.374999999999062,-0.40306858249423166,7.6389406937709806E-2,600.22733844722552,1.6460750068888532,-0.40306858249423166,-0.40306858249423166,1.6460750068888532]
[null,35.399999999999061,-0.41311594836378462,7.6417910447761195E-2,600.34396740435761,1.6467956129398389,-0.41311594836378462,-0.41311594836378462,1.6467956129398389]
[null,35.424999999999059,-0.44993165327547696,7.6446435237028737E-2,600.4606834305132,1.6475163896963587,-0.44993165327547696,-0.44993165327547696,1.6475163896963587]
[null,35.449999999999058,-0.50925634525162455,7.6474981329350267E-2,600.57748662323058,1.6482373320027719,-0.50925634525162455,-0.50925634525162455,1.6482373320027719]
[null,35.474999999999056,-0.49956157430587006,7.6503548748599173E-2,600.69437708019359,1.6489584346605828,-0.49956157430587006,-0.49956157430587006,1.6489584346605828]
[null,35.499999999999055,-0.4265303176003411,7.6532137518684609E-2,600.81135489923201,1.6496796924280703,-0.4265303176003411,-0.4265303176003411,1.6496796924280703]
[null,35.524999999999054,-0.41754457769406628,7.6560747663551407E-2,600.92842017832209,1.6504011000199026,-0.41754457769406628,-0.41754457769406628,1.6504011000199026]
[null,35.549999999999052,-0.56171311859746165,7.6589379207180258E-2,601.04557301558646,1.6511226521067623,-0.56171311859746165,-0.56171311859746165,1.6511226521067623]
[null,35.574999999999051,-0.7460203927552469,7.661803217358773E-2,601.16281350929478,1.6518443433149601,-0.7460203927552469,-0.7460203927552469,1.6518443433149601]
[null,35.599999999999049,-0.75517170127712996,7.6646706586826346E-2,601.28014175786359,1.6525661682260553,-0.75517170127712996,-0.75517170127712996,1.6525661682260553]
[null,35.624999999999048,-0.60709984714705445,7.6675402470984644E-2,601.3975578598571,1.653288121376467,-0.60709984714705445,-0.60709984714705445,1.653288121376467]
[null,35.649999999999046,-0.51151311170980707,7.6704119850187269E-2,601.51506191398687,1.6540101972570902,-0.51151311170980707,-0.51151311170980707,1.6540101972570902]
[null,35.674999999999045,-0.44882830402106549,7.6732858748594979E-2,601.63265401911258,1.6547323903129061,-0.44882830402106549,-0.44882830402106549,1.6547323903129061]
[null,35.699999999999044,-0.34960501951060641,7.6761619190404792E-2,601.75033427424216,1.6554546949425935,-0.34960501951060641,-0.34960501951060641,1.6554546949425935]
[null,35.724999999999042,-0.30581967061117243,7.679040119985002E-2,601.86810277853203,1.6561771054981369,-0.30581967061117243,-0.30581967061117243,1.6561771054981369]
[null,35.749999999999041,-0.30181913549340766,7.6819204801200303E-2,601.98595963128719,1.6568996162844347,-0.30181913549340766,-0.30181913549340766,1.6568996162844347]
[null,35.774999999999039,-0.31313634641722804,7.6848030018761726E-2,602.10390493196178,1.6576222215589054,-0.31313634641722804,-0.31313634641722804,1.6576222215589054]
[null,35.799999999999038,-0.3371905522574285,7.6876876876876873E-2,602.22193878015946,1.6583449155310932,-0.3371905522574285,-0.3371905522574285,1.6583449155310932]
[null,35.824999999999037,-0.28619329937189913,7.6905745399924896E-2,602.34006127563339,1.6590676923622709,-0.28619329937189913,-0.28619329937189913,1.6590676923622709]
[null,35.849999999999035,-0.14958541618651844,7.693463561232157E-2,602.45827251828632,1.6597905461650435,-0.14958541618651844,-0.14958541618651844,1.6597905461650435]
[null,35.874999999999034,-3.319226887283603E-2,7.6963547538519347E-2,602.57657260817166,1.6605134710029497,-3.319226887283603E-2,-3.319226887283603E-2,1.6605134710029497]
[null,35.899999999999032,-4.2831541218637192E-2,7.6992481203007515E-2,602.69496164549309,1.6612364608900625,-4.2831541218637192E-2,-4.2831541218637192E-2,1.6612364608900625]
[null,35.924999999999031,-7.4491439440298263E-2,7.7021436630312148E-2,602.81343973060484,1.6619595097905888,-7.4491439440298263E-2,-7.4491439440298263E-2,1.6619595097905888]
[null,35.949999999999029,1.0244723659356362E-2,7.7050413844996238E-2,602.93200696401243,1.6626826116184685,1.0244723659356362E-2,1.0244723659356362E-2,1.6626826116184685]
[null,35.974999999999028,8.4351911456553227E-2,7.7079412871659772E-2,603.05066344637248,1.6634057602369721,8.4351911456553227E-2,8.4351911456553227E-2,1.6634057602369721]
[null,35.999999999999027,6.1894846709953183E-2,7.7108433734939766E-2,603.16940927849339,1.6641289494582963,6.1894846709953183E-2,6.1894846709953183E-2,1.6641289494582963]
[null,36.024999999999025,4.7252223255370693E-2,7.7137476459510357E-2,603.2882445613352,1.6648521730431649,4.7252223255370693E-2,4.7252223255370693E-2,1.6648521730431649]
[null,36.049999999999024,0.12348213315955235,7.7166541070082889E-2,603.40716939601032,1.6655754247004184,0.12348213315955235,0.12348213315955235,1.6655754247004184]
[null,36.074999999999022,0.24874008906266937,7.7195627591405955E-2,603.52618388378369,1.6662986980866143,0.24874008906266937,0.24874008906266937,1.6662986980866143]
[null,36.099999999999021,0.3359776628069312,7.7224736048265463E-2,603.64528812607273,1.6670219868056186,0.3359776628069312,0.3359776628069312,1.6670219868056186]
[null,36.124999999999019,0.42772863701266428,7.7253866465484725E-2,603.76448222444799,1.667745284408201,0.42772863701266428,0.42772863701266428,1.667745284408201]
[null,36.149999999999018,0.54165481195378906,7.7283018867924533E-2,603.88376628063327,1.6684685843916278,0.54165481195378906,0.54165481195378906,1.6684685843916278]
[null,36.174999999999017,0.5686109720334741,7.7312193280483207E-2,604.00314039650618,1.6691918801992567,0.5686109720334741,0.5686109720334741,1.6691918801992567]
[null,36.199999999999015,0.54800350740555293,7.7341389728096677E-2,604.12260467409806,1.6699151652201283,0.54800350740555293,0.54800350740555293,1.6699151652201283]
[null,36.224999999999014,0.61220108242138149,7.7370608235738575E-2,604.24215921559437,1.6706384327885597,0.61220108242138149,0.61220108242138149,1.6706384327885597]
[null,36.249999999999012,0.69200700951291017,7.7399848828420256E-2,604.36180412333522,1.6713616761837375,0.69200700951291017,0.69200700951291017,1.6713616761837375]
[null,36.274999999999011,0.71948477695920632,7.7429111531190919E-2,604.48153949981531,1.6720848886293107,0.71948477695920632,0.71948477695920632,1.6720848886293107]
[null,36.29999999999901,0.73141578385480832,7.7458396369137664E-2,604.60136544768466,1.6728080632929818,0.73141578385480832,0.73141578385480832,1.6728080632929818]
[null,36.324999999999008,0.64181839374600991,7.7487703367385544E-2,604.72128206974833,1.6735311932861032,0.64181839374600991,0.64181839374600991,1.6735311932861032]
[null,36.349999999999007,0.53619899493227607,7.7517032551097653E-2,604.84128946896726,1.6742542716632667,0.53619899493227607,0.53619899493227607,1.6742542716632667]
[null,36.374999999999005,0.57724981257632713,7.7546383945475195E-2,604.96138774845826,1.6749772914218983,0.57724981257632713,0.57724981257632713,1.6749772914218983]
[null,36.399999999999004,0.62616063599541161,7.7575757575757576E-2,605.08157701149423,1.6757002455018528,0.62616063599541161,0.62616063599541161,1.6757002455018528]
[null,36.424999999999002,0.61869998172122465,7.7605153467222437E-2,605.20185736150495,1.6764231267850076,0.61869998172122465,0.61869998172122465,1.6764231267850076]
[null,36.449999999999001,0.60930363164824219,7.7634571645185751E-2,605.32222890207663,1.6771459280948573,0.60930363164824219,0.60930363164824219,1.6771459280948573]
[null,36.474999999999,0.59574621112780057,7.7664012135001889E-2,605.44269173695295,1.6778686421961089,0.59574621112780057,0.59574621112780057,1.6778686421961089]
[null,36.499999999998998,0.53403017852270396,7.7693474962063733E-2,605.5632459700347,1.6785912617942786,0.53403017852270396,0.53403017852270396,1.6785912617942786]
[null,36.524999999998997,0.381917125622869,7.7722960151802661E-2,605.6838917053808,1.6793137795352879,0.381917125622869,0.381917125622869,1.6793137795352879]
[null,36.549999999998995,0.29540355032093801,7.775246772968869E-2,605.80462904720764,1.6800361880050647,0.29540355032093801,0.29540355032093801,1.6800361880050647]
[null,36.574999999998994,0.3537741697065061,7.7781997721230539E-2,605.92545809989042,1.6807584797291359,0.3537741697065061,0.3537741697065061,1.6807584797291359]
[null,36.599999999998992,0.40299745421696592,7.7811550151975689E-2,606.04637896796294,1.6814806471722352,0.40299745421696592,0.40299745421696592,1.6814806471722352]
[null,36.624999999998991,0.3819221589087835,7.7841125047510451E-2,606.16739175611735,1.6822026827378975,0.3819221589087835,0.3819221589087835,1.6822026827378975]
[null,36.64999999999899,0.33868980918548219,7.7870722433460077E-2,606.2884965692059,1.6829245787680676,0.33868980918548219,0.33868980918548219,1.6829245787680676]
[null,36.674999999998988,0.33392885052995203,7.7900342335488773E-2,606.40969351223976,1.6836463275426983,0.33392885052995203,0.33392885052995203,1.6836463275426983]
[null,36.699999999998987,0.39914765276685016,7.7929984779299855E-2,606.53098269039003,1.6843679212793607,0.39914765276685016,0.39914765276685016,1.6843679212793607]
[null,36.724999999998985,0.48002858376579843,7.7959649790635702E-2,606.65236420898805,1.6850893521328483,0.48002858376579843,0.48002858376579843,1.6850893521328483]
[null,36.749999999998984,0.50728939009820218,7.7989337395277983E-2,606.77383817352563,1.6858106121947882,0.50728939009820218,0.50728939009820218,1.6858106121947882]
[null,36.774999999998983,0.41863839019621923,7.8019047619047613E-2,606.89540468965515,1.6865316934932495,0.41863839019621923,0.41863839019621923,1.6865316934932495]
[null,36.799999999998981,0.21634917228937647,7.8048780487804878E-2,607.0170638631904,1.6872525879923577,0.21634917228937647,0.21634917228937647,1.6872525879923577]
[null,36.82499999999898,-1.5612987996938194E-2,7.8078536027449491E-2,607.13881580010616,1.6879732875919087,-1.5612987996938194E-2,-1.5612987996938194E-2,1.6879732875919087]
[null,36.849999999998978,-0.24757832720067088,7.8108314263920675E-2,607.26066060653886,1.6886937841269867,-0.24757832720067088,-0.24757832720067088,1.6886937841269867]
[null,36.874999999998977,-0.42472959333698812,7.8138115223197246E-2,607.3825983887873,1.6894140693675803,-0.42472959333698812,-0.42472959333698812,1.6894140693675803]
[null,36.899999999998975,-0.4660710170151558,7.8167938931297712E-2,607.50462925331237,1.6901341350182091,-0.4660710170151558,-0.4660710170151558,1.6901341350182091]
[null,36.924999999998974,-0.4235891567126816,7.8197785414280255E-2,607.62675330673721,1.6908539727175429,-0.4235891567126816,-0.4235891567126816,1.6908539727175429]
[null,36.949999999998973,-0.35870626008312917,7.8227654698242929E-2,607.74897065584855,1.6915735740380327,-0.35870626008312917,-0.35870626008312917,1.6915735740380327]
[null,36.974999999998971,-0.25363522452428844,7.8257546809323647E-2,607.8712814075958,1.6922929304855354,-0.25363522452428844,-0.25363522452428844,1.6922929304855354]
[null,36.99999999999897,-0.15809749739726103,7.8287461773700301E-2,607.99368566909209,1.6930120334989522,-0.15809749739726103,-0.15809749739726103,1.6930120334989522]
[null,37.024999999998968,-0.13562546524780958,7.8317399617590822E-2,608.11618354761436,1.6937308744498587,-0.13562546524780958,-0.13562546524780958,1.6937308744498587]
[null,37.049999999998967,-0.15870294871081661,7.8347360367253246E-2,608.23877515060371,1.6944494446421465,-0.15870294871081661,-0.15870294871081661,1.6944494446421465]
[null,37.074999999998965,-0.24399224344149656,7.8377344048985845E-2,608.3614605856659,1.6951677353116639,-0.24399224344149656,-0.24399224344149656,1.6951677353116639]
[null,37.099999999998964,-0.38445615345694006,7.8407350689127103E-2,608.48423996057102,1.6958857376258616,-0.38445615345694006,-0.38445615345694006,1.6958857376258616]
[null,37.124999999998963,-0.45650088612323059,7.8437380314055921E-2,608.60711338325484,1.6966034426834415,-0.45650088612323059,-0.45650088612323059,1.6966034426834415]
[null,37.149999999998961,-0.42271707370055095,7.8467432950191568E-2,608.73008096181798,1.6973208415140091,-0.42271707370055095,-0.42271707370055095,1.6973208415140091]
[null,37.17499999999896,-0.36334827424520588,7.8497508623993864E-2,608.85314280452724,1.6980379250777298,-0.36334827424520588,-0.36334827424520588,1.6980379250777298]
[null,37.199999999998958,-0.35002437170021755,7.8527607361963195E-2,608.97629901981531,1.6987546842649888,-0.35002437170021755,-0.35002437170021755,1.6987546842649888]
[null,37.224999999998957,-0.39546593657529933,7.8557729190640579E-2,609.0995497162811,1.6994711098960562,-0.39546593657529933,-0.39546593657529933,1.6994711098960562]
[null,37.249999999998956,-0.45840585238696935,7.8587874136607824E-2,609.22289500269051,1.7001871927207535,-0.45840585238696935,-0.45840585238696935,1.7001871927207535]
[null,37.274999999998954,-0.48200520812637249,7.8618042226487522E-2,609.34633498797632,1.7009029234181294,-0.48200520812637249,-0.48200520812637249,1.7009029234181294]
[null,37.299999999998953,-0.4711919880684633,7.8648233486943164E-2,609.46986978123846,1.7016182925961347,-0.4711919880684633,-0.4711919880684633,1.7016182925961347]
[null,37.324999999998951,-0.50804636980876161,7.8678447944679222E-2,609.59349949174475,1.7023332907913067,-0.50804636980876161,-0.50804636980876161,1.7023332907913067]
[null,37.34999999999895,-0.55572840919025035,7.8708685626441205E-2,609.71722422893095,1.7030479084684518,-0.55572840919025035,-0.55572840919025035,1.7030479084684518]
[null,37.374999999998948,-0.49260782490522842,7.8738946559015768E-2,609.84104410240104,1.7037621360203428,-0.49260782490522842,-0.49260782490522842,1.7037621360203428]
[null,37.399999999998947,-0.3621149867412653,7.8769230769230772E-2,609.96495922192753,1.7044759637674103,-0.3621149867412653,-0.3621149867412653,1.7044759637674103]
[null,37.424999999998946,-0.26455321640215429,7.8799538283955362E-2,610.08896969745217,1.7051893819574495,-0.26455321640215429,-0.26455321640215429,1.7051893819574495]
[null,37.449999999998944,-0.18887749776813512,7.882986913010008E-2,610.21307563908579,1.7059023807653237,-0.18887749776813512,-0.18887749776813512,1.7059023807653237]
[null,37.474999999998943,-0.10857340782596475,7.8860223334616869E-2,610.33727715710882,1.7066149502926811,-0.10857340782596475,-0.10857340782596475,1.7066149502926811]
[null,37.499999999998941,-4.5494811741861346E-2,7.8890600924499232E-2,610.46157436197166,1.707327080567667,-4.5494811741861346E-2,-4.5494811741861346E-2,1.707327080567667]
[null,37.52499999999894,-3.9301750788768797E-2,7.892100192678228E-2,610.58596736429479,1.7080387615446586,-3.9301750788768797E-2,-3.9301750788768797E-2,1.7080387615446586]
[null,37.549999999998938,-9.8705783245515669E-2,7.8951426368542785E-2,610.71045627486956,1.7087499831039841,-9.8705783245515669E-2,-9.8705783245515669E-2,1.7087499831039841]
[null,37.574999999998937,-0.15930098255039263,7.8981874276899344E-2,610.83504120465807,1.7094607350516684,-0.15930098255039263,-0.15930098255039263,1.7094607350516684]
[null,37.599999999998936,-0.2072032944180863,7.9012345679012344E-2,610.95972226479353,1.7101710071191705,-0.2072032944180863,-0.2072032944180863,1.7101710071191705]
[null,37.624999999998934,-0.27919531003716674,7.9042840602084136E-2,611.08449956658103,1.7108807889631361,-0.27919531003716674,-0.27919531003716674,1.7108807889631361]
[null,37.649999999998933,-0.30115063565102895,7.9073359073359079E-2,611.20937322149746,1.7115900701651516,-0.30115063565102895,-0.30115063565102895,1.7115900701651516]
[null,37.674999999998931,-0.23201381769438414,7.9103901120123596E-2,611.33434334119158,1.7122988402315098,-0.23201381769438414,-0.23201381769438414,1.7122988402315098]
[null,37.69999999999893,-0.16302349484882883,7.9134466769706341E-2,611.45941003748521,1.7130070885929771,-0.16302349484882883,-0.16302349484882883,1.7130070885929771]
[null,37.724999999998929,-0.14715923992084473,7.9165056049478155E-2,611.58457342237273,1.7137148046045705,-0.14715923992084473,-0.14715923992084473,1.7137148046045705]
[null,37.749999999998927,-0.17213228535022432,7.9195668986852277E-2,611.709833608022,1.7144219775453455,-0.17213228535022432,-0.17213228535022432,1.7144219775453455]
[null,37.774999999998926,-0.19738560533210436,7.9226305609284328E-2,611.83519070677426,1.7151285966181842,-0.19738560533210436,-0.19738560533210436,1.7151285966181842]
[null,37.799999999998924,-0.18807045010821574,7.9256965944272451E-2,611.9606448311448,1.7158346509495961,-0.18807045010821574,-0.18807045010821574,1.7158346509495961]
[null,37.824999999998923,-0.1512193797402292,7.9287650019357336E-2,612.08619609382299,1.7165401295895255,-0.1512193797402292,-0.1512193797402292,1.7165401295895255]
[null,37.849999999998921,-8.8917499145666032E-2,7.9318357862122379E-2,612.2118446076729,1.7172450215111681,-8.8917499145666032E-2,-8.8917499145666032E-2,1.7172450215111681]
[null,37.87499999999892,-3.0139580965701754E-2,7.9349089500193717E-2,612.33759048573347,1.7179493156107919,-3.0139580965701754E-2,-3.0139580965701754E-2,1.7179493156107919]
[null,37.899999999998919,7.0016980717212199E-3,7.9379844961240315E-2,612.46343384121894,1.7186530007075715,7.0016980717212199E-3,7.0016980717212199E-3,1.7186530007075715]
[null,37.924999999998917,5.9242967307483123E-2,7.9410624272974017E-2,612.58937478751898,1.7193560655434261,5.9242967307483123E-2,5.9242967307483123E-2,1.7193560655434261]
[null,37.949999999998916,0.12537226447533362,7.9441427463149722E-2,612.71541343819945,1.720058498782872,0.12537226447533362,0.12537226447533362,1.720058498782872]
[null,37.974999999998914,0.1338688484636556,7.9472254559565386E-2,612.84154990700233,1.7207602890128755,0.1338688484636556,0.1338688484636556,1.7207602890128755]
[null,37.999999999998913,5.7049514287909393E-2,7.9503105590062115E-2,612.96778430784616,1.7214614247427253,5.7049514287909393E-2,5.7049514287909393E-2,1.7214614247427253]
[null,38.024999999998911,2.946803466079604E-2,7.9533980582524269E-2,613.09411675482647,1.7221618944039045,2.946803466079604E-2,2.946803466079604E-2,1.7221618944039045]
[null,38.04999999999891,0.11022432560591515,7.9564879564879565E-2,613.22054736221639,1.7228616863499795,0.11022432560591515,0.11022432560591515,1.7228616863499795]
[null,38.074999999998909,0.19307909941269491,7.95958025650991E-2,613.34707624446617,1.7235607888564912,0.19307909941269491,0.19307909941269491,1.7235607888564912]
[null,38.099999999998907,0.22411407545160464,7.9626749611197506E-2,613.47370351620464,1.7242591901208646,0.22411407545160464,0.22411407545160464,1.7242591901208646]
[null,38.124999999998906,0.17327497370770395,7.9657720731232978E-2,613.60042929223835,1.7249568782623195,0.17327497370770395,0.17327497370770395,1.7249568782623195]
[null,38.149999999998904,8.4344758892359137E-2,7.9688715953307399E-2,613.72725368755312,1.7256538413217981,8.4344758892359137E-2,8.4344758892359137E-2,1.7256538413217981]
[null,38.174999999998903,5.7811659739276128E-2,7.9719735305566364E-2,613.85417681731337,1.7263500672618997,5.7811659739276128E-2,5.7811659739276128E-2,1.7263500672618997]
[null,38.199999999998902,5.7203824237656076E-2,7.975077881619938E-2,613.98119879686328,1.7270455439668253,5.7203824237656076E-2,5.7203824237656076E-2,1.7270455439668253]
[null,38.2249999999989,3.5314063795574446E-2,7.9781846513439808E-2,614.10831974172629,1.7277402592423372,3.5314063795574446E-2,3.5314063795574446E-2,1.7277402592423372]
[null,38.249999999998899,5.080347137782204E-2,7.9812938425565083E-2,614.2355397676065,1.7284342008157214,5.080347137782204E-2,5.080347137782204E-2,1.7284342008157214]
[null,38.274999999998897,0.12222142749286713,7.9844054580896689E-2,614.36285899038785,1.7291273563357716,0.12222142749286713,0.12222142749286713,1.7291273563357716]
[null,38.299999999998896,0.17496311131244266,7.9875195007800312E-2,614.49027752613551,1.7298197133727744,0.17496311131244266,0.17496311131244266,1.7298197133727744]
[null,38.324999999998894,0.19004177627308994,7.9906359734685919E-2,614.61779549109576,1.7305112594185124,0.19004177627308994,0.19004177627308994,1.7305112594185124]
[null,38.349999999998893,0.22054759501651702,7.9937548790007806E-2,614.74541300169585,1.7312019818862758,0.22054759501651702,0.22054759501651702,1.7312019818862758]
[null,38.374999999998892,0.24319446762405089,7.9968762202264745E-2,614.87313017454574,1.7318918681108886,0.24319446762405089,0.24319446762405089,1.7318918681108886]
[null,38.39999999999889,0.26061824645616927,0.08,615.00094712643681,1.7325809053487422,0.26061824645616927,0.26061824645616927,1.7325809053487422]
[null,38.424999999998889,0.30753774302161391,8.0031262211801485E-2,615.1288639743434,1.7332690807778464,0.30753774302161391,0.30753774302161391,1.7332690807778464]
[null,38.449999999998887,0.29359885241081157,8.0062548866301791E-2,615.25688083542275,1.7339563814978889,0.29359885241081157,0.29359885241081157,1.7339563814978889]
[null,38.474999999998886,0.23693849059702726,8.0093859992178329E-2,615.38499782701535,1.7346427945303085,0.23693849059702726,0.23693849059702726,1.7346427945303085]
[null,38.499999999998884,0.25437352809500718,8.0125195618153358E-2,615.5132150666451,1.7353283068183822,0.25437352809500718,0.25437352809500718,1.7353283068183822]
[null,38.524999999998883,0.28105749337063257,8.0156555772994131E-2,615.64153267202016,1.7360129052273239,0.28105749337063257,0.28105749337063257,1.7360129052273239]
[null,38.549999999998882,0.2607125543396196,8.0187940485512921E-2,615.76995076103299,1.7366965765443942,0.2607125543396196,0.2607125543396196,1.7366965765443942]
[null,38.57499999999888,0.2295696275633333,8.021934978456717E-2,615.89846945176066,1.73737930747903,0.2295696275633333,0.2295696275633333,1.73737930747903]
[null,38.599999999998879,0.17008810899448193,8.0250783699059566E-2,616.02708886246535,1.7380610846629785,0.17008810899448193,0.17008810899448193,1.7380610846629785]
[null,38.624999999998877,8.8473907710729105E-2,8.0282242257938063E-2,616.15580911159475,1.7387418946504525,8.8473907710729105E-2,8.8473907710729105E-2,1.7387418946504525]
[null,38.649999999998876,2.1590015020384802E-2,8.0313725490196081E-2,616.28463031778233,1.7394217239182956,2.1590015020384802E-2,2.1590015020384802E-2,1.7394217239182956]
[null,38.674999999998875,-1.5920150892613522E-2,8.03452334248725E-2,616.41355259984766,1.7401005588661631,-1.5920150892613522E-2,-1.5920150892613522E-2,1.7401005588661631]
[null,38.699999999998873,-1.5381059480194028E-2,8.0376766091051807E-2,616.54257607679676,1.7407783858167145,-1.5381059480194028E-2,-1.5381059480194028E-2,1.7407783858167145]
[null,38.724999999998872,-4.4761806366841643E-3,8.0408323517864158E-2,616.67170086782289,1.7414551910158225,-4.4761806366841643E-3,-4.4761806366841643E-3,1.7414551910158225]
[null,38.74999999999887,1.4861968756539962E-2,8.0439905734485465E-2,616.80092709230621,1.7421309606327977,1.4861968756539962E-2,1.4861968756539962E-2,1.7421309606327977]
[null,38.774999999998869,6.3213435164654636E-2,8.0471512770137518E-2,616.93025486981458,1.7428056807606251,6.3213435164654636E-2,6.3213435164654636E-2,1.7428056807606251]
[null,38.799999999998867,8.3062595533091227E-2,8.0503144654088046E-2,617.05968432010411,1.7434793374162165,8.3062595533091227E-2,8.3062595533091227E-2,1.7434793374162165]
[null,38.824999999998866,6.8589779250676219E-2,8.0534801415650809E-2,617.18921556311898,1.7441519165406789,6.8589779250676219E-2,6.8589779250676219E-2,1.7441519165406789]
[null,38.849999999998865,5.8654735129951466E-2,8.056648308418568E-2,617.31884871899229,1.7448234039995976,5.8654735129951466E-2,5.8654735129951466E-2,1.7448234039995976]
[null,38.874999999998863,2.1708429694267617E-2,8.0598189689098779E-2,617.44858390804598,1.7454937855833335,2.1708429694267617E-2,2.1708429694267617E-2,1.7454937855833335]
[null,38.899999999998862,-4.464802761419602E-2,8.0629921259842516E-2,617.57842125079196,1.7461630470073377,-4.464802761419602E-2,-4.464802761419602E-2,1.7461630470073377]
[null,38.92499999999886,-0.15711547682436744,8.0661677825915712E-2,617.70836086793156,1.7468311739124807,-0.15711547682436744,-0.15711547682436744,1.7468311739124807]
[null,38.949999999998859,-0.27538299332162425,8.0693459416863678E-2,617.83840288035651,1.747498151865398,-0.27538299332162425,-0.27538299332162425,1.747498151865398]
[null,38.974999999998857,-0.26075878109709738,8.0725266062278284E-2,617.96854740914921,1.7481639663588528,-0.26075878109709738,-0.26075878109709738,1.7481639663588528]
[null,38.999999999998856,-0.120223212984818,8.0757097791798113E-2,618.09879457558293,1.7488286028121118,-0.120223212984818,-0.120223212984818,1.7488286028121118]
[null,39.024999999998855,3.0969145957344252E-2,8.0788954635108476E-2,618.22914450112228,1.7494920465713397,3.0969145957344252E-2,3.0969145957344252E-2,1.7494920465713397]
[null,39.049999999998853,7.3584520791444466E-2,8.0820836621941589E-2,618.35959730742366,1.7501542829100134,7.3584520791444466E-2,7.3584520791444466E-2,1.7501542829100134]
[null,39.074999999998852,3.1783611091242836E-2,8.0852743782076589E-2,618.4901531163357,1.7508152970293427,3.1783611091242836E-2,3.1783611091242836E-2,1.7508152970293427]
[null,39.09999999999885,6.4546593657529933E-2,8.0884676145339646E-2,618.6208120498992,1.7514750740587224,6.4546593657529933E-2,6.4546593657529933E-2,1.7514750740587224]
[null,39.124999999998849,0.13099908076304612,8.0916633741604113E-2,618.7515742303483,1.7521335990561868,0.13099908076304612,0.13099908076304612,1.7521335990561868]
[null,39.149999999998847,0.13662218831376974,8.0948616600790516E-2,618.88243978010996,1.7527908570088933,0.13662218831376974,0.13662218831376974,1.7527908570088933]
[null,39.174999999998846,8.8782262700437375E-2,8.0980624752866742E-2,619.013408821805,1.7534468328336141,8.8782262700437375E-2,8.8782262700437375E-2,1.7534468328336141]
[null,39.199999999998845,1.8693226521708014E-2,8.1012658227848103E-2,619.14448147824828,1.7541015113772547,1.8693226521708014E-2,1.8693226521708014E-2,1.7541015113772547]
[null,39.224999999998843,1.4993893829456431E-3,8.1044717055797383E-2,619.27565787244885,1.7547548774173789,1.4993893829456431E-3,1.4993893829456431E-3,1.7547548774173789]
[null,39.249999999998842,-1.9845716541231997E-3,8.1076801266825024E-2,619.40693812761083,1.7554069156627612,-1.9845716541231997E-3,-1.9845716541231997E-3,1.7554069156627612]
[null,39.27499999999884,-4.5960258234058401E-2,8.1108910891089112E-2,619.53832236713333,1.7560576107539529,-4.5960258234058401E-2,-4.5960258234058401E-2,1.7560576107539529]
[null,39.299999999998839,-6.687077965598813E-2,8.1141045958795566E-2,619.669810714611,1.7567069472638661,-6.687077965598813E-2,-6.687077965598813E-2,1.7567069472638661]
[null,39.324999999998838,-3.6723913671199267E-2,8.1173206500198172E-2,619.80140329383471,1.7573549096983769,-3.6723913671199267E-2,-3.6723913671199267E-2,1.7573549096983769]
[null,39.349999999998836,6.9716308111272699E-3,8.1205392545598734E-2,619.93310022879132,1.7580014824969461,6.9716308111272699E-3,6.9716308111272699E-3,1.7580014824969461]
[null,39.374999999998835,8.9756733344459588E-3,8.1237604125347085E-2,620.06490164366448,1.7586466500332596,8.9756733344459588E-3,8.9756733344459588E-3,1.7586466500332596]
[null,39.399999999998833,-2.106801028909604E-2,8.126984126984127E-2,620.19680766283523,1.7592903966158842,-2.106801028909604E-2,-2.106801028909604E-2,1.7592903966158842]
[null,39.424999999998832,-5.5960470161886357E-2,8.1302104009527587E-2,620.32881841088192,1.7599327064889487,-5.5960470161886357E-2,-5.5960470161886357E-2,1.7599327064889487]
[null,39.44999999999883,-9.8282722318914287E-2,8.1334392374900713E-2,620.46093401258076,1.7605735638328337,-9.8282722318914287E-2,-9.8282722318914287E-2,1.7605735638328337]
[null,39.474999999998829,-9.8402064177044515E-2,8.1366706396503771E-2,620.59315459290622,1.7612129527648919,-9.8402064177044515E-2,-9.8402064177044515E-2,1.7612129527648919]
[null,39.499999999998828,-2.5111195882242296E-2,8.1399046104928457E-2,620.72548027703158,1.7618508573401759,-2.5111195882242296E-2,-2.5111195882242296E-2,1.7618508573401759]
[null,39.524999999998826,0.10547753962388108,8.1431411530815109E-2,620.85791119032933,1.7624872615521956,0.10547753962388108,0.10547753962388108,1.7624872615521956]
[null,39.549999999998825,0.23051177921358879,8.1463802704852831E-2,620.99044745837114,1.7631221493336866,0.23051177921358879,0.23051177921358879,1.7631221493336866]
[null,39.574999999998823,0.26954146765319059,8.1496219657779548E-2,621.12308920692863,1.7637555045574036,0.26954146765319059,0.26954146765319059,1.7637555045574036]
[null,39.599999999998822,0.2242759353302233,8.1528662420382161E-2,621.25583656197375,1.7643873110369288,0.2242759353302233,0.2242759353302233,1.7643873110369288]
[null,39.62499999999882,0.10823975395179172,8.1561131023496616E-2,621.38868964967935,1.7650175525275036,0.10823975395179172,0.10823975395179172,1.7650175525275036]
[null,39.649999999998819,-6.5081711423175008E-3,8.1593625498007971E-2,621.52164859641891,1.7656462127268768,-6.5081711423175008E-3,-6.5081711423175008E-3,1.7656462127268768]
[null,39.674999999998818,-1.3400858837522896E-2,8.1626145874850536E-2,621.65471352876773,1.7662732752761752,-1.3400858837522896E-2,-1.3400858837522896E-2,1.7662732752761752]
[null,39.699999999998816,4.4309340454108337E-2,8.1658692185007972E-2,621.78788457350277,1.7668987237607916,4.4309340454108337E-2,4.4309340454108337E-2,1.7668987237607916]
[null,39.724999999998815,8.5470493023600866E-2,8.1691264459513357E-2,621.92116185760335,1.7675225417112927,8.5470493023600866E-2,8.5470493023600866E-2,1.7675225417112927]
[null,39.749999999998813,8.4045013470662608E-2,8.1723862729449315E-2,622.05454550825152,1.7681447126043504,8.4045013470662608E-2,8.4045013470662608E-2,1.7681447126043504]
[null,39.774999999998812,7.4857014943560993E-2,8.1756487025948107E-2,622.18803565283235,1.7687652198636883,7.4857014943560993E-2,7.4857014943560993E-2,1.7687652198636883]
[null,39.799999999998811,0.10033060741164584,8.1789137380191695E-2,622.32163241893431,1.7693840468610498,0.10033060741164584,0.10033060741164584,1.7693840468610498]
[null,39.824999999998809,9.7623494319009671E-2,8.1821813823411901E-2,622.45533593435005,1.7700011769171886,9.7623494319009671E-2,9.7623494319009671E-2,1.7700011769171886]
[null,39.849999999998808,-1.3301120303478918E-3,8.1854516386890494E-2,622.58914632707638,1.7706165933028761,-1.3301120303478918E-3,-1.3301120303478918E-3,1.7706165933028761]
[null,39.874999999998806,-0.1624764561428606,8.1887245101959216E-2,622.72306372531455,1.7712302792399308,-0.1624764561428606,-0.1624764561428606,1.7712302792399308]
[null,39.899999999998805,-0.27024334612847595,8.1920000000000007E-2,622.85708825747133,1.7718422179022666,-0.27024334612847595,-0.27024334612847595,1.7718422179022666]
[null,39.924999999998803,-0.2582631984677618,8.1952781112444972E-2,622.99122005215884,1.772452392416962,-0.2582631984677618,-0.2582631984677618,1.772452392416962]
[null,39.949999999998802,-0.16163059919944261,8.1985588470776624E-2,623.12545923819516,1.7730607858653511,-0.16163059919944261,-0.16163059919944261,1.7730607858653511]
[null,39.974999999998801,-5.6544993602428685E-2,8.2018422106527836E-2,623.25980594460486,1.773667381284131,-5.6544993602428685E-2,-5.6544993602428685E-2,1.773667381284131]
[null,39.999999999998799,-3.1017094628424287E-2,8.2051282051282051E-2,623.39426030061895,1.7742721616664934,-3.1017094628424287E-2,-3.1017094628424287E-2,1.7742721616664934]
[null,40.024999999998798,-6.8264999854299596E-2,8.2084168336673341E-2,623.52882243567592,1.7748751099632734,-6.8264999854299596E-2,-6.8264999854299596E-2,1.7748751099632734]
[null,40.049999999998796,-6.7547094337023522E-2,8.2117080994386527E-2,623.66349247942196,1.7754762090841201,-6.7547094337023522E-2,-6.7547094337023522E-2,1.7754762090841201]
[null,40.074999999998795,-1.0916667328941138E-2,8.2150020056157236E-2,623.79827056171075,1.7760754418986888,-1.0916667328941138E-2,-1.0916667328941138E-2,1.7760754418986888]
[null,40.099999999998793,4.7676873640681676E-2,8.218298555377207E-2,623.93315681260492,1.7766727912378508,4.7676873640681676E-2,4.7676873640681676E-2,1.7766727912378508]
[null,40.124999999998792,7.5249743699783031E-2,8.2215977519068645E-2,624.06815136237583,1.777268239894922,7.5249743699783031E-2,7.5249743699783031E-2,1.777268239894922]
[null,40.149999999998791,5.8713677557107921E-2,8.2248995983935744E-2,624.20325434150402,1.7778617706269193,5.8713677557107921E-2,5.8713677557107921E-2,1.7778617706269193]
[null,40.174999999998789,1.9856445387523288E-2,8.2282040980313373E-2,624.33846588067956,1.7784533661558277,1.9856445387523288E-2,1.9856445387523288E-2,1.7784533661558277]
[null,40.199999999998788,3.446171656242461E-2,8.2315112540192928E-2,624.47378611080319,1.7790430091698952,3.446171656242461E-2,3.446171656242461E-2,1.7790430091698952]
[null,40.224999999998786,9.9639855147329592E-2,8.2348210695617208E-2,624.60921516298549,1.7796306823249393,9.9639855147329592E-2,9.9639855147329592E-2,1.7796306823249393]
[null,40.249999999998785,0.13914929520751715,8.2381335478680609E-2,624.74475316854853,1.7802163682456851,0.13914929520751715,0.13914929520751715,1.7802163682456851]
[null,40.274999999998784,0.17636236479666839,8.2414486921529181E-2,624.88040025902546,1.7808000495271128,0.17636236479666839,0.17636236479666839,1.7808000495271128]
[null,40.299999999998782,0.27926935232206673,8.2447665056360711E-2,625.01615656616138,1.7813817087358301,0.27926935232206673,0.27926935232206673,1.7813817087358301]
[null,40.324999999998781,0.39707857489132076,8.2480869915424887E-2,625.15202222191363,1.7819613284114637,0.39707857489132076,0.39707857489132076,1.7819613284114637]
[null,40.349999999998779,0.41176265672725154,8.2514101531023371E-2,625.28799735845212,1.7825388910680702,0.41176265672725154,0.41176265672725154,1.7825388910680702]
[null,40.374999999998778,0.31277262528246008,8.2547359935509879E-2,625.42408210815995,1.783114379195567,0.31277262528246008,0.31277262528246008,1.783114379195567]
[null,40.399999999998776,0.20001642440666823,8.2580645161290323E-2,625.56027660363372,1.7836877752611824,0.20001642440666823,0.20001642440666823,1.7836877752611824]
[null,40.424999999998775,0.14451226134939751,8.2613957240822919E-2,625.69658097768388,1.7842590617109269,0.14451226134939751,0.14451226134939751,1.7842590617109269]
[null,40.449999999998774,8.4697353816157936E-2,8.2647296206618245E-2,625.83299536333539,1.784828220971078,8.4697353816157936E-2,8.4697353816157936E-2,1.784828220971078]
[null,40.474999999998772,-4.2400665453379983E-2,8.2680662091239407E-2,625.96951989382785,1.7853952354496938,-4.2400665453379983E-2,-4.2400665453379983E-2,1.7853952354496938]
[null,40.499999999998771,-0.13231396048075811,8.2714054927302105E-2,626.10615470261644,1.7859600875381363,-0.13231396048075811,-0.13231396048075811,1.7859600875381363]
[null,40.524999999998769,-0.14161865176814006,8.274747474747475E-2,626.24289992337174,1.786522759612621,-0.14161865176814006,-0.14161865176814006,1.786522759612621]
[null,40.549999999998768,-0.17622540643783771,8.2780921584478584E-2,626.37975568998047,1.7870832340357792,-0.17622540643783771,-0.17622540643783771,1.7870832340357792]
[null,40.574999999998766,-0.24556183391745925,8.2814395471087751E-2,626.51672213654604,1.7876414931582429,-0.24556183391745925,-0.24556183391745925,1.7876414931582429]
[null,40.599999999998765,-0.28859868021945129,8.2847896440129451E-2,626.65379939738875,1.7881975193202484,-0.28859868021945129,-0.28859868021945129,1.7881975193202484]
[null,40.624999999998764,-0.29567428812118046,8.2881424524484021E-2,626.79098760704642,1.7887512948532551,-0.29567428812118046,-0.29567428812118046,1.7887512948532551]
[null,40.649999999998762,-0.30076731119217354,8.2914979757085019E-2,626.92828690027454,1.7893028020815851,-0.30076731119217354,-0.30076731119217354,1.7893028020815851]
[null,40.674999999998761,-0.34817636104024774,8.2948562170919407E-2,627.06569741204737,1.7898520233240813,-0.34817636104024774,-0.34817636104024774,1.7898520233240813]
[null,40.699999999998759,-0.42849329910698902,8.2982171799027546E-2,627.20321927755731,1.7903989408957783,-0.42849329910698902,-0.42849329910698902,1.7903989408957783]
[null,40.724999999998758,-0.52900219080392175,8.301580867450345E-2,627.34085263221652,1.7909435371096003,-0.52900219080392175,-0.52900219080392175,1.7909435371096003]
[null,40.749999999998757,-0.61425612007830732,8.3049472830494728E-2,627.47859761165648,1.7914857942780642,-0.61425612007830732,-0.61425612007830732,1.7914857942780642]
[null,40.774999999998755,-0.59481796724125602,8.3083164300202836E-2,627.61645435172886,1.7920256947150124,-0.59481796724125602,-0.59481796724125602,1.7920256947150124]
[null,40.799999999998754,-0.47528934771263631,8.3116883116883117E-2,627.75442298850578,1.7925632207373516,-0.47528934771263631,-0.47528934771263631,1.7925632207373516]
[null,40.824999999998752,-0.32020824558196698,8.3150629313844898E-2,627.89250365828048,1.7930983546668173,-0.32020824558196698,-0.32020824558196698,1.7930983546668173]
[null,40.849999999998751,-0.23183169221721528,8.3184402924451659E-2,628.03069649756765,1.7936310788317456,-0.23183169221721528,-0.23183169221721528,1.7936310788317456]
[null,40.874999999998749,-0.27738849284876033,8.3218203982121083E-2,628.16900164310368,1.7941613755688723,-0.27738849284876033,-0.27738849284876033,1.7941613755688723]
[null,40.899999999998748,-0.32484575627769985,8.3252032520325203E-2,628.30741923184758,1.7946892272251369,-0.32484575627769985,-0.32484575627769985,1.7946892272251369]
[null,40.924999999998747,-0.28326286733053069,8.3285888572590477E-2,628.44594940098068,1.7952146161595091,-0.28326286733053069,-0.28326286733053069,1.7952146161595091]
[null,40.949999999998745,-0.21005782980605964,8.3319772172497961E-2,628.58459228790809,1.7957375247448295,-0.21005782980605964,-0.21005782980605964,1.7957375247448295]
[null,40.974999999998744,-0.15536574769462294,8.3353683353683358E-2,628.72334803025842,1.7962579353696628,-0.15536574769462294,-0.15536574769462294,1.7962579353696628]
[null,40.999999999998742,-0.15443207315748606,8.3387622149837137E-2,628.86221676588423,1.7967758304401698,-0.15443207315748606,-0.15443207315748606,1.7967758304401698]
[null,41.024999999998741,-0.1737519437755469,8.3421588594704679E-2,629.00119863286284,1.7972911923819908,-0.1737519437755469,-0.1737519437755469,1.7972911923819908]
[null,41.049999999998739,-0.15544601535946936,8.3455582722086391E-2,629.14029376949668,1.7978040036421423,-0.15544601535946936,-0.15544601535946936,1.7978040036421423]
[null,41.074999999998738,-0.1434199058510624,8.3489604565837747E-2,629.27950231431373,1.7983142466909336,-0.1434199058510624,-0.1434199058510624,1.7983142466909336]
[null,41.099999999998737,-0.1708180679069746,8.3523654159869495E-2,629.41882440606776,1.7988219040238893,-0.1708180679069746,-0.1708180679069746,1.7988219040238893]
[null,41.124999999998735,-0.15687281946133269,8.3557731538147689E-2,629.55826018373921,1.7993269581636886,-0.15687281946133269,-0.15687281946133269,1.7993269581636886]
[null,41.149999999998734,-5.8305186668679461E-2,8.3591836734693878E-2,629.69780978653534,1.7998293916621191,-5.8305186668679461E-2,-5.8305186668679461E-2,1.7998293916621191]
[null,41.174999999998732,3.4354163189725791E-2,8.3625969783585136E-2,629.83747335389069,1.8003291871020393,3.4354163189725791E-2,3.4354163189725791E-2,1.8003291871020393]
[null,41.199999999998731,6.6248771480871729E-2,8.3660130718954243E-2,629.97725102546769,1.8008263270993556,6.6248771480871729E-2,6.6248771480871729E-2,1.8008263270993556]
[null,41.22499999999873,7.4767607891132723E-2,8.3694319574989781E-2,630.11714294115711,1.801320794305012,7.4767607891132723E-2,7.4767607891132723E-2,1.801320794305012]
[null,41.249999999998728,6.1019187415725401E-2,8.372853638593622E-2,630.25714924107854,1.8018125714069857,6.1019187415725401E-2,6.1019187415725401E-2,1.8018125714069857]
[null,41.274999999998727,2.4124804297896391E-2,8.3762781186094065E-2,630.39727006558076,1.8023016411323018,2.4124804297896391E-2,2.4124804297896391E-2,1.8023016411323018]
[null,41.299999999998725,-3.6213564970449273E-2,8.3797054009819974E-2,630.53750555524209,1.8027879862490512,-3.6213564970449273E-2,-3.6213564970449273E-2,1.8027879862490512]
[null,41.324999999998724,-0.13585156574928425,8.3831354891526808E-2,630.6778558508712,1.8032715895684226,-0.13585156574928425,-0.13585156574928425,1.8032715895684226]
[null,41.349999999998722,-0.20750767576101983,8.3865683865683868E-2,630.81832109350739,1.8037524339467441,-0.20750767576101983,-0.20750767576101983,1.8037524339467441]
[null,41.374999999998721,-0.18907313364433728,8.3900040966816872E-2,630.9589014244209,1.8042305022875298,-0.18907313364433728,-0.18907313364433728,1.8042305022875298]
[null,41.39999999999872,-0.10247955558734448,8.3934426229508197E-2,631.09959698511409,1.8047057775435427,-0.10247955558734448,-0.10247955558734448,1.8047057775435427]
[null,41.424999999998718,3.3778249317194864E-2,8.3968839688396885E-2,631.24040791732057,1.8051782427188587,3.3778249317194864E-2,3.3778249317194864E-2,1.8051782427188587]
[null,41.449999999998717,0.18644999695353687,8.4003281378178835E-2,631.38133436300723,1.805647880870942,0.18644999695353687,0.18644999695353687,1.805647880870942]
[null,41.474999999998715,0.27116735145846116,8.40377513336069E-2,631.52237646437356,1.8061146751127279,0.27116735145846116,0.27116735145846116,1.8061146751127279]
[null,41.499999999998714,0.27651799929533988,8.4072249589490972E-2,631.66353436385259,1.8065786086147106,0.27651799929533988,0.27651799929533988,1.8065786086147106]
[null,41.524999999998712,0.28452132126404334,8.4106776180698145E-2,631.80480820411151,1.8070396646070419,0.28452132126404334,0.28452132126404334,1.8070396646070419]
[null,41.549999999998711,0.31254546514184561,8.4141331142152831E-2,631.94619812805183,1.8074978263816284,0.31254546514184561,0.31254546514184561,1.8074978263816284]
[null,41.57499999999871,0.32250209941004582,8.4175914508836824E-2,632.08770427881007,1.8079530772942414,0.32250209941004582,0.32250209941004582,1.8079530772942414]
[null,41.599999999998708,0.31969405568933523,8.4210526315789472E-2,632.22932679975804,1.8084054007666279,0.31969405568933523,0.31969405568933523,1.8084054007666279]
[null,41.624999999998707,0.32418705809736492,8.4245166598107768E-2,632.37106583450361,1.8088547802886277,0.32418705809736492,0.32418705809736492,1.8088547802886277]
[null,41.649999999998705,0.35218616800048713,8.4279835390946509E-2,632.51292152689098,1.8093011994202901,0.35218616800048713,0.35218616800048713,1.8093011994202901]
[null,41.674999999998704,0.39896844129731612,8.4314532729518318E-2,632.65489402100104,1.8097446417940024,0.39896844129731612,0.39896844129731612,1.8097446417940024]
[null,41.699999999998703,0.42380399854829431,8.43492586490939E-2,632.79698346115242,1.8101850911166113,0.42380399854829431,0.42380399854829431,1.8101850911166113]
[null,41.724999999998701,0.43681875137421955,8.4384013185002063E-2,632.93918999190146,1.8106225311715556,0.43681875137421955,0.43681875137421955,1.8106225311715556]
[null,41.7499999999987,0.47517808560294789,8.4418796372629848E-2,633.08151375804266,1.8110569458209924,0.47517808560294789,0.47517808560294789,1.8110569458209924]
[null,41.774999999998698,0.52995930985702799,8.4453608247422679E-2,633.22395490460963,1.8114883190079314,0.52995930985702799,0.52995930985702799,1.8114883190079314]
[null,41.799999999998697,0.5709192634448339,8.4488448844884489E-2,633.36651357687492,1.811916634758362,0.5709192634448339,0.5709192634448339,1.811916634758362]
[null,41.824999999998695,0.56934000376171889,8.4523318200577791E-2,633.50918992035145,1.8123418771833917,0.56934000376171889,0.56934000376171889,1.8123418771833917]
[null,41.849999999998694,0.54948037945677575,8.4558216350123866E-2,633.65198408079198,1.8127640304813708,0.54948037945677575,0.54948037945677575,1.8127640304813708]
[null,41.874999999998693,0.48777507569797085,8.4593143329202813E-2,633.79489620419042,1.8131830789400245,0.48777507569797085,0.48777507569797085,1.8131830789400245]
[null,41.899999999998691,0.32552167359405765,8.4628099173553725E-2,633.93792643678171,1.813599006938581,0.32552167359405765,0.32552167359405765,1.813599006938581]
[null,41.92499999999869,0.15146945457724381,8.4663083918974785E-2,634.08107492504269,1.8140117989498954,0.15146945457724381,0.15146945457724381,1.8140117989498954]
[null,41.949999999998688,3.9950117487489542E-2,8.4698097601323408E-2,634.2243418156927,1.8144214395425728,3.9950117487489542E-2,3.9950117487489542E-2,1.8144214395425728]
[null,41.974999999998687,-8.1861097203347125E-3,8.4733140256516348E-2,634.36772725569369,1.8148279133830849,-8.1861097203347125E-3,-8.1861097203347125E-3,1.8148279133830849]
[null,41.999999999998685,2.1652136364960897E-2,8.4768211920529801E-2,634.51123139225092,1.8152312052378876,2.1652136364960897E-2,2.1652136364960897E-2,1.8152312052378876]
[null,42.024999999998684,7.9037953624892798E-2,8.480331262939958E-2,634.65485437281359,1.8156312999755251,7.9037953624892798E-2,7.9037953624892798E-2,1.8156312999755251]
[null,42.049999999998683,9.6802936260056677E-2,8.4838442419221213E-2,634.79859634507523,1.8160281825687359,9.6802936260056677E-2,9.6802936260056677E-2,1.8160281825687359]
[null,42.074999999998681,4.6971021518621855E-2,8.4873601326150017E-2,634.94245745697401,1.8164218380965491,4.6971021518621855E-2,4.6971021518621855E-2,1.8164218380965491]
[null,42.09999999999868,-2.0795418120359104E-2,8.4908789386401326E-2,635.08643785669358,1.8168122517463752,-2.0795418120359104E-2,-2.0795418120359104E-2,1.8168122517463752]
[null,42.124999999998678,-1.4578515286618937E-2,8.4944006636250513E-2,635.23053769266346,1.817199408816085,-1.4578515286618937E-2,-1.4578515286618937E-2,1.817199408816085]
[null,42.149999999998677,3.1634864246980705E-2,8.4979253112033193E-2,635.37475711355944,1.8175832947160875,3.1634864246980705E-2,3.1634864246980705E-2,1.8175832947160875]
[null,42.174999999998676,9.4917175955728152E-3,8.5014528850145293E-2,635.51909626830422,1.8179638949713908,9.4917175955728152E-3,9.4917175955728152E-3,1.8179638949713908]
[null,42.199999999998674,-8.1127694463650174E-2,8.5049833887043194E-2,635.66355530606791,1.818341195223661,-8.1127694463650174E-2,-8.1127694463650174E-2,1.818341195223661]
[null,42.224999999998673,-0.13471192385433142,8.5085168259243865E-2,635.80813437626841,1.818715181233264,-0.13471192385433142,-0.13471192385433142,1.818715181233264]
[null,42.249999999998671,-0.12097131821758116,8.512053200332502E-2,635.95283362857231,1.8190858388812998,-0.12097131821758116,-0.12097131821758116,1.8190858388812998]
[null,42.27499999999867,-0.11596836447347854,8.5155925155925155E-2,636.09765321289467,1.8194531541716232,-0.11596836447347854,-0.11596836447347854,1.8194531541716232]
[null,42.299999999998668,-0.12181041996148219,8.5191347753743762E-2,636.24259327940024,1.819817113232858,-0.12181041996148219,-0.12181041996148219,1.819817113232858]
[null,42.324999999998667,-9.9347262289827112E-2,8.5226799833541408E-2,636.38765397850398,1.8201777023203851,-9.9347262289827112E-2,-9.9347262289827112E-2,1.8201777023203851]
[null,42.349999999998666,-8.8188599872313408E-2,8.5262281432139889E-2,636.53283546087084,1.8205349078183328,-8.8188599872313408E-2,-8.8188599872313408E-2,1.8205349078183328]
[null,42.374999999998664,-0.10266697926021322,8.5297792586422325E-2,636.67813787741704,1.8208887162415373,-0.10266697926021322,-0.10266697926021322,1.8208887162415373]
[null,42.399999999998663,-0.10549859995178654,8.533333333333333E-2,636.82356137931038,1.8212391142375011,-0.10549859995178654,-0.10549859995178654,1.8212391142375011]
[null,42.424999999998661,-0.1172053607144086,8.536890370987911E-2,636.96910611797057,1.821586088588325,-0.1172053607144086,-0.1172053607144086,1.821586088588325]
[null,42.44999999999866,-0.16201392365829803,8.5404503753127609E-2,637.11477224507018,1.8219296262126288,-0.16201392365829803,-0.16201392365829803,1.8219296262126288]
[null,42.474999999998658,-0.18465192178803511,8.5440133500208598E-2,637.2605599125344,1.8222697141674546,-0.18465192178803511,-0.18465192178803511,1.8222697141674546]
[null,42.499999999998657,-0.18060966337913614,8.5475792988313856E-2,637.40646927254238,1.8226063396501482,-0.18060966337913614,-0.18060966337913614,1.8226063396501482]
[null,42.524999999998656,-0.20290844452921569,8.5511482254697291E-2,637.55250047752747,1.822939490000226,-0.20290844452921569,-0.20290844452921569,1.822939490000226]
[null,42.549999999998654,-0.20099566342682001,8.5547201336675024E-2,637.69865368017747,1.8232691527012193,-0.20099566342682001,-0.20099566342682001,1.8232691527012193]
[null,42.574999999998653,-0.12915265956178618,8.5582950271625574E-2,637.84492903343562,1.8235953153824975,-0.12915265956178618,-0.12915265956178618,1.8235953153824975]
[null,42.599999999998651,-4.723261993128245E-2,8.5618729096989962E-2,637.99132669050096,1.8239179658210751,-4.723261993128245E-2,-4.723261993128245E-2,1.8239179658210751]
[null,42.62499999999865,1.0638776964504774E-2,8.5654537850271856E-2,638.13784680482854,1.8242370919433903,1.0638776964504774E-2,1.0638776964504774E-2,1.8242370919433903]
[null,42.649999999998649,4.8249741050685212E-2,8.5690376569037663E-2,638.28448953013037,1.8245526818270654,4.8249741050685212E-2,4.8249741050685212E-2,1.8245526818270654]
[null,42.674999999998647,5.6855732780201701E-2,8.57262452909167E-2,638.43125502037594,1.8248647237026427,5.6855732780201701E-2,5.6855732780201701E-2,1.8248647237026427]
[null,42.699999999998646,5.6390683652682079E-2,8.5762144053601344E-2,638.5781434297927,1.8251732059552965,5.6390683652682079E-2,5.6390683652682079E-2,1.8251732059552965]
[null,42.724999999998644,7.2705682579797454E-2,8.5798072894847088E-2,638.72515491286617,1.8254781171265184,7.2705682579797454E-2,7.2705682579797454E-2,1.8254781171265184]
[null,42.749999999998643,9.1769517890682342E-2,8.5834031852472764E-2,638.87228962434131,1.8257794459157799,9.1769517890682342E-2,9.1769517890682342E-2,1.8257794459157799]
[null,42.774999999998641,5.9227205175277568E-2,8.5870020964360583E-2,639.01954771922215,1.8260771811821679,5.9227205175277568E-2,5.9227205175277568E-2,1.8260771811821679]
[null,42.79999999999864,-4.8472132815169808E-2,8.5906040268456371E-2,639.16692935277331,1.826371311945993,-4.8472132815169808E-2,-4.8472132815169808E-2,1.826371311945993]
[null,42.824999999998639,-0.12987149226330971,8.5942089802769614E-2,639.31443468051964,1.8266618273903676,-0.12987149226330971,-0.12987149226330971,1.8266618273903676]
[null,42.849999999998637,-0.10295546601604827,8.5978169605373633E-2,639.46206385824723,1.8269487168627603,-0.10295546601604827,-0.10295546601604827,1.8269487168627603]
[null,42.874999999998636,-2.648250138415361E-2,8.6014279714405714E-2,639.60981704200401,1.8272319698765189,-2.648250138415361E-2,-2.648250138415361E-2,1.8272319698765189]
[null,42.899999999998634,1.7767101913443422E-2,8.6050420168067229E-2,639.75769438810016,1.8275115761123599,1.7767101913443422E-2,1.7767101913443422E-2,1.8275115761123599]
[null,42.924999999998633,1.7525901554225704E-2,8.6086591004623791E-2,639.90569605310839,1.8277875254198359,1.7525901554225704E-2,1.7525901554225704E-2,1.8277875254198359]
[null,42.949999999998631,1.2356187100482882E-2,8.6122792262405379E-2,640.05382219386524,1.8280598078187622,1.2356187100482882E-2,1.2356187100482882E-2,1.8280598078187622]
[null,42.97499999999863,9.3971448023376473E-3,8.6159023979806473E-2,640.20207296747083,1.8283284135006186,9.3971448023376473E-3,9.3971448023376473E-3,1.8283284135006186]
[null,42.999999999998629,-3.0921594650941209E-3,8.61952861952862E-2,640.35044853129,1.8285933328299144,-3.0921594650941209E-3,-3.0921594650941209E-3,1.8285933328299144]
[null,43.024999999998627,-5.8672219175760071E-3,8.6231578947368423E-2,640.49894904295229,1.8288545563455214,-5.8672219175760071E-3,-5.8672219175760071E-3,1.8288545563455214]
[null,43.049999999998626,2.0954363991337752E-4,8.6267902274641955E-2,640.64757466035314,1.8291120747619729,2.0954363991337752E-4,2.0954363991337752E-4,1.8291120747619729]
[null,43.074999999998624,-1.5416424936487625E-3,8.6304256215760641E-2,640.79632554165403,1.829365878970727,-1.5416424936487625E-3,-1.5416424936487625E-3,1.829365878970727]
[null,43.099999999998623,1.2530232829210026E-2,8.6340640809443508E-2,640.94520184528312,1.8296159600413966,1.2530232829210026E-2,1.2530232829210026E-2,1.8296159600413966]
[null,43.124999999998622,6.8401428393560545E-2,8.6377056094474908E-2,641.094203729936,1.8298623092229398,6.8401428393560545E-2,6.8401428393560545E-2,1.8298623092229398]
[null,43.14999999999862,0.15068452688436954,8.6413502109704637E-2,641.24333135457584,1.8301049179448166,0.15068452688436954,0.15068452688436954,1.8301049179448166]
[null,43.174999999998619,0.23855324819132842,8.6449978894048124E-2,641.3925848784346,1.8303437778181058,0.23855324819132842,0.23855324819132842,1.8303437778181058]
[null,43.199999999998617,0.31443957010440088,8.6486486486486491E-2,641.54196446101275,1.8305788806365861,0.31443957010440088,0.31443957010440088,1.8305788806365861]
[null,43.224999999998616,0.37754690890017395,8.6523024926066755E-2,641.69147026208066,1.830810218377777,0.37754690890017395,0.37754690890017395,1.830810218377777]
[null,43.249999999998614,0.43062423341730954,8.6559594251901947E-2,641.84110244167857,1.8310377832039384,0.43062423341730954,0.43062423341730954,1.8310377832039384]
[null,43.274999999998613,0.44820603093616446,8.6596194503171242E-2,641.99086116011767,1.8312615674630344,0.44820603093616446,0.44820603093616446,1.8312615674630344]
[null,43.299999999998612,0.44336149324347585,8.6632825719120135E-2,642.14074657798005,1.8314815636896529,0.44336149324347585,0.44336149324347585,1.8314815636896529]
[null,43.32499999999861,0.44341950848638523,8.6669487939060513E-2,642.29075885611996,1.8316977646058838,0.44341950848638523,0.44341950848638523,1.8316977646058838]
[null,43.349999999998609,0.42675933210945011,8.6706181202370877E-2,642.44089815566394,1.8319101631221613,0.42675933210945011,0.42675933210945011,1.8319101631221613]
[null,43.374999999998607,0.39478154214582228,8.6742905548496396E-2,642.59116463801138,1.8321187523380527,0.39478154214582228,0.39478154214582228,1.8321187523380527]
[null,43.399999999998606,0.36615168204467979,8.6779661016949158E-2,642.74155846483541,1.8323235255430146,0.36615168204467979,0.36615168204467979,1.8323235255430146]
[null,43.424999999998604,0.31646122912842028,8.6816447647308184E-2,642.89207979808316,1.8325244762170998,0.31646122912842028,0.31646122912842028,1.8325244762170998]
[null,43.449999999998603,0.23372222089767303,8.6853265479219677E-2,643.04272879997666,1.8327215980316212,0.23372222089767303,0.23372222089767303,1.8327215980316212]
[null,43.474999999998602,0.15635637783552836,8.6890114552397119E-2,643.19350563301293,1.8329148848497705,0.15635637783552836,0.15635637783552836,1.8329148848497705]
[null,43.4999999999986,0.12520417921676846,8.6926994906621396E-2,643.34441045996527,1.8331043307271955,0.12520417921676846,0.12520417921676846,1.8331043307271955]
[null,43.524999999998599,0.14676399452166591,8.6963906581740982E-2,643.49544344388323,1.8332899299125214,0.14676399452166591,0.14676399452166591,1.8332899299125214]
[null,43.549999999998597,0.16908953156002665,8.7000849617672044E-2,643.6466047480933,1.8334716768478405,0.16908953156002665,0.16908953156002665,1.8334716768478405]
[null,43.574999999998596,0.11576186729609185,8.7037824054398638E-2,643.79789453619981,1.8336495661691417,0.11576186729609185,0.11576186729609185,1.8336495661691417]
[null,43.599999999998595,1.7770015921077784E-2,8.7074829931972783E-2,643.94931297208541,1.8338235927066999,1.7770015921077784E-2,1.7770015921077784E-2,1.8338235927066999]
[null,43.624999999998593,-2.5626312959121565E-2,8.7111867290514677E-2,644.1008602199114,1.8339937514854145,-2.5626312959121565E-2,-2.5626312959121565E-2,1.8339937514854145]
[null,43.649999999998592,-2.5363787362214524E-3,8.7148936170212771E-2,644.25253644411839,1.8341600377251033,-2.5363787362214524E-3,-2.5363787362214524E-3,1.8341600377251033]
[null,43.67499999999859,2.1947245865420822E-2,8.7186036611323972E-2,644.40434180942736,1.8343224468407417,2.1947245865420822E-2,2.1947245865420822E-2,1.8343224468407417]
[null,43.699999999998589,-6.3750539753682075E-3,8.7223168654173761E-2,644.55627648083964,1.8344809744426605,-6.3750539753682075E-3,-6.3750539753682075E-3,1.8344809744426605]
[null,43.724999999998587,-5.1130502507371195E-2,8.7260332339156366E-2,644.70834062363792,1.8346356163366844,-5.1130502507371195E-2,-5.1130502507371195E-2,1.8346356163366844]
[null,43.749999999998586,-4.2084230715229973E-2,8.7297527706734865E-2,644.86053440338651,1.8347863685242327,-4.2084230715229973E-2,-4.2084230715229973E-2,1.8347863685242327]
[null,43.774999999998585,1.2814745938270342E-2,8.7334754797441363E-2,645.01285798593244,1.8349332272023562,1.2814745938270342E-2,1.2814745938270342E-2,1.8349332272023562]
[null,43.799999999998583,6.9445835220815155E-2,8.7372013651877134E-2,645.16531153740539,1.8350761887637359,6.9445835220815155E-2,6.9445835220815155E-2,1.8350761887637359]
[null,43.824999999998582,0.10814888989554654,8.7409304310712768E-2,645.31789522421889,1.8352152497966205,0.10814888989554654,0.10814888989554654,1.8352152497966205]
[null,43.84999999999858,0.11705449459186715,8.7446626814688302E-2,645.4706092130707,1.8353504070847189,0.11705449459186715,0.11705449459186715,1.8353504070847189]
[null,43.874999999998579,7.9372004863743711E-2,8.7483981204613412E-2,645.62345367094326,1.8354816576070383,7.9372004863743711E-2,7.9372004863743711E-2,1.8354816576070383]
[null,43.899999999998577,1.4877201069175471E-2,8.7521367521367521E-2,645.7764287651047,1.8356089985376729,1.4877201069175471E-2,1.4877201069175471E-2,1.8356089985376729]
[null,43.924999999998576,-2.1912145318911759E-2,8.7558785805899958E-2,645.92953466310883,1.8357324272455351,-2.1912145318911759E-2,-2.1912145318911759E-2,1.8357324272455351]
[null,43.949999999998575,-3.2581386908688087E-2,8.7596236099230118E-2,646.08277153279653,1.8358519412940388,-3.2581386908688087E-2,-3.2581386908688087E-2,1.8358519412940388]
[null,43.974999999998573,-5.8608640827365922E-2,8.7633718442447578E-2,646.23613954229563,1.8359675384407306,-5.8608640827365922E-2,-5.8608640827365922E-2,1.8359675384407306]
[null,43.999999999998572,-7.7953942784784555E-2,8.7671232876712329E-2,646.38963886002205,1.8360792166368622,-7.7953942784784555E-2,-7.7953942784784555E-2,1.8360792166368622]
[null,44.02499999999857,-6.2051673302657262E-2,8.7708779443254822E-2,646.54326965468022,1.8361869740269154,-6.2051673302657262E-2,-6.2051673302657262E-2,1.8361869740269154]
[null,44.049999999998569,-2.2217851210770648E-2,8.7746358183376172E-2,646.69703209526347,1.8362908089480707,-2.2217851210770648E-2,-2.2217851210770648E-2,1.8362908089480707]
[null,44.074999999998568,3.1178557142371712E-3,8.7783969138448353E-2,646.85092635105514,1.8363907199296257,3.1178557142371712E-3,3.1178557142371712E-3,1.8363907199296257]
[null,44.099999999998566,-4.6149006455851529E-2,8.782161234991423E-2,647.00495259162869,1.8364867056923522,-4.6149006455851529E-2,-4.6149006455851529E-2,1.8364867056923522]
[null,44.124999999998565,-0.13103047257256639,8.7859287859287857E-2,647.15911098684899,1.8365787651478089,-0.13103047257256639,-0.13103047257256639,1.8365787651478089]
[null,44.149999999998563,-0.18897511702389699,8.7896995708154513E-2,647.3134017068719,1.8366668973975937,-0.18897511702389699,-0.18897511702389699,1.8366668973975937]
[null,44.174999999998562,-0.25905037789380808,8.7934735938170888E-2,647.46782492214606,1.8367511017325455,-0.25905037789380808,-0.25905037789380808,1.8367511017325455]
[null,44.19999999999856,-0.34740732793447171,8.7972508591065299E-2,647.62238080341274,1.836831377631889,-0.34740732793447171,-0.34740732793447171,1.836831377631889]
[null,44.224999999998559,-0.41548093046912865,8.8010313708637725E-2,647.77706952170672,1.8369077247623264,-0.41548093046912865,-0.41548093046912865,1.8369077247623264]
[null,44.249999999998558,-0.44498962878191833,8.8048151332760102E-2,647.93189124835692,1.8369801429770776,-0.44498962878191833,-0.44498962878191833,1.8369801429770776]
[null,44.274999999998556,-0.40852903543698177,8.8086021505376338E-2,648.08684615498703,1.8370486323148623,-0.40852903543698177,-0.40852903543698177,1.8370486323148623]
[null,44.299999999998555,-0.31245685281877245,8.8123924268502588E-2,648.24193441351622,1.83711319299883,-0.31245685281877245,-0.31245685281877245,1.83711319299883]
[null,44.324999999998553,-0.21470130097195408,8.8161859664227293E-2,648.39715619615936,1.8371738254354346,-0.21470130097195408,-0.21470130097195408,1.8371738254354346]
[null,44.349999999998552,-0.16894634782124937,8.8199827734711453E-2,648.55251167542849,1.8372305302132597,-0.16894634782124937,-0.16894634782124937,1.8372305302132597]
[null,44.37499999999855,-0.18522068309637149,8.8237828522188713E-2,648.7080010241325,1.8372833081017808,-0.18522068309637149,-0.18522068309637149,1.8372833081017808]
[null,44.399999999998549,-0.23679517440335704,8.827586206896551E-2,648.86362441537847,1.8373321600500852,-0.23679517440335704,-0.23679517440335704,1.8373321600500852]
[null,44.424999999998548,-0.29978661516820437,8.8313928417421306E-2,649.01938202257224,1.8373770871855268,-0.29978661516820437,-0.29978661516820437,1.8373770871855268]
[null,44.449999999998546,-0.33812978990004938,8.8352027610008627E-2,649.17527401941823,1.8374180908123376,-0.33812978990004938,-0.33812978990004938,1.8374180908123376]
[null,44.474999999998545,-0.34062762426255766,8.8390159689253345E-2,649.3313005799215,1.837455172410178,-0.34062762426255766,-0.34062762426255766,1.837455172410178]
[null,44.499999999998543,-0.3369800814332678,8.8428324697754745E-2,649.48746187838719,1.837488333632638,-0.3369800814332678,-0.3369800814332678,1.837488333632638]
[null,44.524999999998542,-0.31535787987400876,8.8466522678185749E-2,649.64375808942191,1.8375175763056872,-0.31535787987400876,-0.31535787987400876,1.8375175763056872]
[null,44.549999999998541,-0.27813686299130824,8.8504753673292996E-2,649.80018938793353,1.8375429024260659,-0.27813686299130824,-0.27813686299130824,1.8375429024260659]
[null,44.574999999998539,-0.23592468084993654,8.8543017725897108E-2,649.95675594913314,1.8375643141596314,-0.23592468084993654,-0.23592468084993654,1.8375643141596314]
[null,44.599999999998538,-0.16639089558051004,8.8581314878892731E-2,650.11345794853446,1.8375818138396458,-0.16639089558051004,-0.16639089558051004,1.8375818138396458]
[null,44.624999999998536,-0.10255611451520186,8.8619645175248812E-2,650.27029556195509,1.8375954039650171,-0.10255611451520186,-0.10255611451520186,1.8375954039650171]
[null,44.649999999998535,-7.7269548355307582E-2,8.8658008658008658E-2,650.42726896551733,1.837605087198487,-7.7269548355307582E-2,-7.7269548355307582E-2,1.837605087198487]
[null,44.674999999998533,-8.7860509103624751E-2,8.8696405370290166E-2,650.58437833564813,1.8376108663647661,-8.7860509103624751E-2,-8.7860509103624751E-2,1.8376108663647661]
[null,44.699999999998532,-0.11185007695629255,8.8734835355285965E-2,650.74162384908072,1.837612744448623,-0.11185007695629255,-0.11185007695629255,1.837612744448623]
[null,44.724999999998531,-9.4352520749058907E-2,8.8773298656263544E-2,650.89900568285429,1.8376107245929147,-9.4352520749058907E-2,-9.4352520749058907E-2,1.8376107245929147]
[null,44.749999999998529,-6.1518409905506673E-2,8.8811795316565481E-2,651.05652401431553,1.8376048100965816,-6.1518409905506673E-2,-6.1518409905506673E-2,1.8376048100965816]
[null,44.774999999998528,-6.9170196589551425E-2,8.8850325379609546E-2,651.21417902111853,1.8375950044125786,-6.9170196589551425E-2,-6.9170196589551425E-2,1.8375950044125786]
[null,44.799999999998526,-0.10269810615994718,8.8888888888888892E-2,651.37197088122605,1.8375813111457648,-0.10269810615994718,-0.10269810615994718,1.8375813111457648]
[null,44.824999999998525,-0.15697295536005212,8.892748588797221E-2,651.52989977290997,1.8375637340507469,-0.15697295536005212,-0.15697295536005212,1.8375637340507469]
[null,44.849999999998523,-0.20800451406273596,8.8966116420503907E-2,651.68796587475163,1.8375422770296685,-0.20800451406273596,-0.20800451406273596,1.8375422770296685]
[null,44.874999999998522,-0.23722088442780795,8.9004780530204261E-2,651.84616936564316,1.8375169441299588,-0.23722088442780795,-0.23722088442780795,1.8375169441299588]
[null,44.899999999998521,-0.26832725365376819,8.9043478260869571E-2,652.00451042478767,1.8374877395420306,-0.26832725365376819,-0.26832725365376819,1.8374877395420306]
[null,44.924999999998519,-0.27804427702146056,8.9082209656372341E-2,652.16298923169995,1.8374546675969348,-0.27804427702146056,-0.27804427702146056,1.8374546675969348]
[null,44.949999999998518,-0.2689202542074296,8.9120974760661442E-2,652.32160596620747,1.8374177327639689,-0.2689202542074296,-0.2689202542074296,1.8374177327639689]
[null,44.974999999998516,-0.25064492287151591,8.9159773617762297E-2,652.48036080845088,1.8373769396482409,-0.25064492287151591,-0.25064492287151591,1.8373769396482409]
[null,44.999999999998515,-0.19288783454794473,8.9198606271777003E-2,652.63925393888428,1.8373322929881888,-0.19288783454794473,-0.19288783454794473,1.8373322929881888]
[null,45.024999999998514,-0.1567333444595444,8.9237472766884526E-2,652.79828553827667,1.8372837976530607,-0.1567333444595444,-0.1567333444595444,1.8372837976530607]
[null,45.049999999998512,-0.16991605008914212,8.9276373147340896E-2,652.95745578771209,1.8372314586403453,-0.16991605008914212,-0.16991605008914212,1.8372314586403453]
[null,45.074999999998511,-0.17303006461149656,8.9315307457479287E-2,653.11676486859062,1.837175281073169,-0.17303006461149656,-0.17303006461149656,1.837175281073169]
[null,45.099999999998509,-0.18231117892801585,8.9354275741710301E-2,653.27621296262873,1.8371152701976472,-0.18231117892801585,-0.18231117892801585,1.8371152701976472]
[null,45.124999999998508,-0.19773634588740796,8.9393278044522045E-2,653.4358002518602,1.837051431380196,-0.19773634588740796,-0.19773634588740796,1.837051431380196]
[null,45.149999999998506,-0.1845553621714125,8.9432314410480343E-2,653.59552691863678,1.8369837701048075,-0.1845553621714125,-0.1845553621714125,1.8369837701048075]
[null,45.174999999998505,-0.15333547910259143,8.9471384884228927E-2,653.75539314562911,1.8369122919702825,-0.15333547910259143,-0.15333547910259143,1.8369122919702825]
[null,45.199999999998504,-0.1066587723550744,8.951048951048951E-2,653.91539911582674,1.8368370026874303,-0.1066587723550744,-0.1066587723550744,1.8368370026874303]
[null,45.224999999998502,-6.1769544381660831E-2,8.954962833406209E-2,654.07554501253969,1.8367579080762302,-6.1769544381660831E-2,-6.1769544381660831E-2,1.8367579080762302]
[null,45.249999999998501,-5.0202920895289119E-2,8.9588801399825016E-2,654.23583101939846,1.8366750140629544,-5.0202920895289119E-2,-5.0202920895289119E-2,1.8366750140629544]
[null,45.274999999998499,-7.4325341005120976E-2,8.962800875273523E-2,654.39625732035518,1.8365883266772629,-7.4325341005120976E-2,-7.4325341005120976E-2,1.8365883266772629]
[null,45.299999999998498,-0.10591914423543061,8.9667250437828375E-2,654.55682409968404,1.8364978520492565,-0.10591914423543061,-0.10591914423543061,1.8364978520492565]
[null,45.324999999998496,-0.11006233327240335,8.9706526500219014E-2,654.717531541982,1.8364035964065077,-0.11006233327240335,-0.11006233327240335,1.8364035964065077]
[null,45.349999999998495,-0.10851287594009873,8.9745836985100788E-2,654.8783798321698,1.8363055660710454,-0.10851287594009873,-0.10851287594009873,1.8363055660710454]
[null,45.374999999998494,-0.13385825207225757,8.9785181937746608E-2,655.03936915549241,1.836203767456325,-0.13385825207225757,-0.13385825207225757,1.836203767456325]
[null,45.399999999998492,-0.17031314985681578,8.9824561403508765E-2,655.20049969751972,1.8360982070641554,-0.17031314985681578,-0.17031314985681578,1.8360982070641554]
[null,45.424999999998491,-0.18254787582088883,8.9863975427819223E-2,655.36177164414721,1.8359888914816083,-0.18254787582088883,-0.18254787582088883,1.8359888914816083]
[null,45.449999999998489,-0.14808668907803479,8.9903424056189646E-2,655.52318518159711,1.8358758273778899,-0.14808668907803479,-0.14808668907803479,1.8358758273778899]
[null,45.474999999998488,-9.8561142502920487E-2,8.9942907334211689E-2,655.6847404964185,1.835759021501195,-9.8561142502920487E-2,-9.8561142502920487E-2,1.835759021501195]
[null,45.499999999998487,-5.9277140669744731E-2,8.9982425307557123E-2,655.84643777548843,1.8356384806755297,-5.9277140669744731E-2,-5.9277140669744731E-2,1.8356384806755297]
[null,45.524999999998485,-3.8543578984176777E-2,9.0021978021978019E-2,656.00827720601239,1.8355142117975149,-3.8543578984176777E-2,-3.8543578984176777E-2,1.8355142117975149]
[null,45.549999999998484,-4.9511506356510179E-2,9.006156552330695E-2,656.17025897552548,1.8353862218331627,-4.9511506356510179E-2,-4.9511506356510179E-2,1.8353862218331627]
[null,45.574999999998482,-3.7729511214956019E-2,9.0101187857457105E-2,656.33238327189247,1.835254517814632,-3.7729511214956019E-2,-3.7729511214956019E-2,1.835254517814632]
[null,45.599999999998481,1.9104234053092865E-2,9.014084507042254E-2,656.49465028330906,1.8351191068369661,1.9104234053092865E-2,1.9104234053092865E-2,1.8351191068369661]
[null,45.624999999998479,6.1221313581660233E-2,9.0180537208278289E-2,656.65706019830247,1.834979996054809,6.1221313581660233E-2,6.1221313581660233E-2,1.834979996054809]
[null,45.649999999998478,4.982900073380038E-2,9.0220264317180623E-2,656.81961320573203,1.8348371926791018,4.982900073380038E-2,4.982900073380038E-2,1.8348371926791018]
[null,45.674999999998477,1.3248800620948166E-2,9.0260026443367128E-2,656.98230949478989,1.834690703973767,1.3248800620948166E-2,1.3248800620948166E-2,1.834690703973767]
[null,45.699999999998475,3.3859841530966835E-2,9.0299823633156973E-2,657.14514925500214,1.8345405372523704,3.3859841530966835E-2,3.3859841530966835E-2,1.8345405372523704]
[null,45.724999999998474,0.11159271710019145,9.0339655932951041E-2,657.30813267622921,1.8343866998747764,0.11159271710019145,0.11159271710019145,1.8343866998747764]
[null,45.749999999998472,0.15997186658083562,9.0379523389232122E-2,657.47125994866644,1.8342291992437842,0.15997186658083562,0.15997186658083562,1.8342291992437842]
[null,45.774999999998471,0.14551481243062692,9.0419426048565121E-2,657.63453126284548,1.8340680428017535,0.14551481243062692,0.14551481243062692,1.8340680428017535]
[null,45.799999999998469,0.10018331757120115,9.0459363957597169E-2,657.79794680963403,1.8339032380272231,0.10018331757120115,0.10018331757120115,1.8339032380272231]
[null,45.824999999998468,7.8876226201166869E-2,9.0499337163057886E-2,657.96150678023787,1.8337347924315135,7.8876226201166869E-2,7.8876226201166869E-2,1.8337347924315135]
[null,45.849999999998467,8.3199156527244619E-2,9.0539345711759506E-2,658.12521136620023,1.8335627135553296,8.3199156527244619E-2,8.3199156527244619E-2,1.8335627135553296]
[null,45.874999999998465,7.0928535287308178E-2,9.0579389650597086E-2,658.28906075940358,1.8333870089653526,7.0928535287308178E-2,7.0928535287308178E-2,1.8333870089653526]
[null,45.899999999998464,4.5337190419802595E-2,9.0619469026548674E-2,658.45305515207008,1.8332076862508242,4.5337190419802595E-2,4.5337190419802595E-2,1.8332076862508242]
[null,45.924999999998462,1.0409894910288304E-2,9.0659583886675527E-2,658.6171947367618,1.8330247530201338,1.0409894910288304E-2,1.0409894910288304E-2,1.8330247530201338]
[null,45.949999999998461,-3.3580229252928501E-2,9.0699734278122238E-2,658.78147970638247,1.8328382168973958,-3.3580229252928501E-2,-3.3580229252928501E-2,1.8328382168973958]
[null,45.97499999999846,-4.6709290651068942E-2,9.0739920248116973E-2,658.94591025417731,1.8326480855190324,-4.6709290651068942E-2,-4.6709290651068942E-2,1.8326480855190324]
[null,45.999999999998458,-3.2624699658531015E-2,9.0780141843971637E-2,659.11048657373442,1.8324543665303539,-3.2624699658531015E-2,-3.2624699658531015E-2,1.8324543665303539]
[null,46.024999999998457,-1.4774813437283247E-2,9.082039911308204E-2,659.27520885898514,1.8322570675821361,-1.4774813437283247E-2,-1.4774813437283247E-2,1.8322570675821361]
[null,46.049999999998455,2.9599827278820261E-2,9.0860692102928131E-2,659.44007730420503,1.8320561963272119,2.9599827278820261E-2,2.9599827278820261E-2,1.8320561963272119]
[null,46.074999999998454,7.5643532095144711E-2,9.0901020861074128E-2,659.6050921040146,1.8318517604170541,7.5643532095144711E-2,7.5643532095144711E-2,1.8318517604170541]
[null,46.099999999998452,5.911819479876082E-2,9.0941385435168734E-2,659.77025345337995,1.8316437674983777,5.911819479876082E-2,5.911819479876082E-2,1.8316437674983777]
[null,46.124999999998451,-7.6060897461373966E-3,9.0981785872945364E-2,659.93556154761359,1.8314322252097357,-7.6060897461373966E-3,-7.6060897461373966E-3,1.8314322252097357]
[null,46.14999999999845,-6.307104615523175E-2,9.1022222222222227E-2,660.10101658237556,1.8312171411781359,-6.307104615523175E-2,-6.307104615523175E-2,1.8312171411781359]
[null,46.174999999998448,-9.6173378156068329E-2,9.1062694530902627E-2,660.26661875367347,1.8309985230156596,-9.6173378156068329E-2,-9.6173378156068329E-2,1.8309985230156596]
[null,46.199999999998447,-0.1144378481907988,9.1103202846975095E-2,660.43236825786403,1.8307763783160969,-0.1144378481907988,-0.1144378481907988,1.8307763783160969]
[null,46.224999999998445,-0.10274062418043524,9.1143747218513579E-2,660.59826529165332,1.8305507146515898,-0.10274062418043524,-0.10274062418043524,1.8305507146515898]
[null,46.249999999998444,-7.9966329966329977E-2,9.1184327693677653E-2,660.76431005209781,1.8303215395692969,-7.9966329966329977E-2,-7.9966329966329977E-2,1.8303215395692969]
[null,46.274999999998442,-6.8926082222699595E-2,9.1224944320712695E-2,660.93050273660504,1.830088860588065,-6.8926082222699595E-2,-6.8926082222699595E-2,1.830088860588065]
[null,46.299999999998441,-6.2334994317685147E-2,9.1265597147950087E-2,661.09684354293449,1.8298526851951293,-6.2334994317685147E-2,-6.2334994317685147E-2,1.8298526851951293]
[null,46.32499999999844,-6.5680539992105269E-2,9.1306286223807404E-2,661.26333266919823,1.8296130208428178,-6.5680539992105269E-2,-6.5680539992105269E-2,1.8296130208428178]
[null,46.349999999998438,-8.1317369869690612E-2,9.1347011596788583E-2,661.42997031386187,1.8293698749452916,-8.1317369869690612E-2,-8.1317369869690612E-2,1.8293698749452916]
[null,46.374999999998437,-0.10084095611239616,9.1387773315484158E-2,661.59675667574516,1.8291232548752938,-0.10084095611239616,-0.10084095611239616,1.8291232548752938]
[null,46.399999999998435,-0.11061837891106165,9.1428571428571428E-2,661.76369195402299,1.8288731679609276,-0.11061837891106165,-0.11061837891106165,1.8288731679609276]
[null,46.424999999998434,-8.2772519318546608E-2,9.146940598481465E-2,661.93077634822612,1.8286196214824599,-8.2772519318546608E-2,-8.2772519318546608E-2,1.8286196214824599]
[null,46.449999999998433,-3.249356931496987E-2,9.1510277033065232E-2,662.0980100582417,1.8283626226691445,-3.249356931496987E-2,-3.249356931496987E-2,1.8283626226691445]
[null,46.474999999998431,6.4317446693531923E-3,9.1551184622261958E-2,662.26539328431454,1.82810217869608,6.4317446693531923E-3,6.4317446693531923E-3,1.82810217869608]
[null,46.49999999999843,5.7420785351548036E-2,9.1592128801431125E-2,662.43292622704746,1.8278382966810904,5.7420785351548036E-2,5.7420785351548036E-2,1.8278382966810904]
[null,46.524999999998428,0.13038369533255478,9.1633109619686806E-2,662.60060908740263,1.8275709836816381,0.13038369533255478,0.13038369533255478,1.8275709836816381]
[null,46.549999999998427,0.18634058921234375,9.1674127126230978E-2,662.76844206670171,1.8273002466917678,0.18634058921234375,0.18634058921234375,1.8273002466917678]
[null,46.574999999998425,0.20680341309766906,9.1715181370353782E-2,662.93642536662708,1.8270260926390842,0.20680341309766906,0.20680341309766906,1.8270260926390842]
[null,46.599999999998424,0.20236365755641963,9.1756272401433692E-2,663.10455918922264,1.8267485283817604,0.20236365755641963,0.20236365755641963,1.8267485283817604]
[null,46.624999999998423,0.18391481031134849,9.1797400268937693E-2,663.27284373689452,1.8264675607055856,0.18391481031134849,0.18391481031134849,1.8264675607055856]
[null,46.649999999998421,0.16374034072696472,9.183856502242152E-2,663.4412792124117,1.8261831963210475,0.16374034072696472,0.16374034072696472,1.8261831963210475]
[null,46.67499999999842,0.14359819013634911,9.1879766711529837E-2,663.60986581890756,1.8258954418604523,0.14359819013634911,0.14359819013634911,1.8258954418604523]
[null,46.699999999998418,0.12720279108949484,9.1921005385996415E-2,663.7786037598795,1.8256043038750849,0.12720279108949484,0.12720279108949484,1.8256043038750849]
[null,46.724999999998417,0.14046828102689618,9.196228109564436E-2,663.94749323919098,1.8253097888324099,0.14046828102689618,0.14046828102689618,1.8253097888324099]
[null,46.749999999998415,0.16761027532073947,9.2003593890386343E-2,664.11653446107141,1.8250119031133125,0.16761027532073947,0.16761027532073947,1.8250119031133125]
[null,46.774999999998414,0.17923027812878323,9.2044943820224726E-2,664.28572763011755,1.8247106530093884,0.17923027812878323,0.17923027812878323,1.8247106530093884]
[null,46.799999999998413,0.20799736149854164,9.2086330935251801E-2,664.45507295129414,1.8244060447202672,0.20799736149854164,0.20799736149854164,1.8244060447202672]
[null,46.824999999998411,0.25029100339879246,9.2127755285650023E-2,664.62457062993474,1.8240980843509942,0.25029100339879246,0.25029100339879246,1.8240980843509942]
[null,46.84999999999841,0.25231372206195163,9.2169216921692165E-2,664.79422087174237,1.823786777909449,0.25231372206195163,0.25231372206195163,1.823786777909449]
[null,46.874999999998408,0.22903172824494628,9.2210715893741552E-2,664.96402388279068,1.82347213130382,0.22903172824494628,0.22903172824494628,1.82347213130382]
[null,46.899999999998407,0.22085568509644052,9.2252252252252254E-2,665.13397986952475,1.8231541503401205,0.22085568509644052,0.22085568509644052,1.8231541503401205]
[null,46.924999999998406,0.2129132923782803,9.229382604776927E-2,665.30408903876139,1.8228328407197594,0.2129132923782803,0.2129132923782803,1.8228328407197594]
[null,46.949999999998404,0.18145220895024206,9.2335437330928763E-2,665.47435159769077,1.8225082080371684,0.18145220895024206,0.18145220895024206,1.8225082080371684]
[null,46.974999999998403,0.138232309986834,9.2377086152458279E-2,665.64476775387686,1.8221802577774688,0.138232309986834,0.138232309986834,1.8221802577774688]
[null,46.999999999998401,0.11377928246535628,9.241877256317689E-2,665.8153377152579,1.8218489953142074,0.11377928246535628,0.11377928246535628,1.8218489953142074]
[null,47.0249999999984,0.12776890329998111,9.2460496613995483E-2,665.98606169014818,1.8215144259071336,0.12776890329998111,0.12776890329998111,1.8215144259071336]
[null,47.049999999998398,0.1692292714716003,9.2502258355916897E-2,666.15693988723797,1.8211765547000431,0.1692292714716003,0.1692292714716003,1.8211765547000431]
[null,47.074999999998397,0.20308871563788955,9.2544057840036151E-2,666.32797251559498,1.8208353867186737,0.20308871563788955,0.20308871563788955,1.8208353867186737]
[null,47.099999999998396,0.19755938615104626,9.2585895117540687E-2,666.4991597846647,1.8204909268686551,0.19755938615104626,0.19755938615104626,1.8204909268686551]
[null,47.124999999998394,0.15481910635333135,9.2627770239710541E-2,666.67050190427176,1.8201431799335295,0.15481910635333135,0.15481910635333135,1.8201431799335295]
[null,47.149999999998393,0.11139562422017182,9.266968325791855E-2,666.84199908462062,1.8197921505728196,0.11139562422017182,0.11139562422017182,1.8197921505728196]
[null,47.174999999998391,9.9500115235756484E-2,9.2711634223630601E-2,667.01365153629615,1.8194378433201641,9.9500115235756484E-2,9.9500115235756484E-2,1.8194378433201641]
[null,47.19999999999839,0.12161544635974217,9.2753623188405798E-2,667.18545947026496,1.819080262581513,0.12161544635974217,0.12161544635974217,1.819080262581513]
[null,47.224999999998388,0.13917605109579934,9.2795650203896698E-2,667.35742309787565,1.8187194126333888,0.13917605109579934,0.13917605109579934,1.8187194126333888]
[null,47.249999999998387,0.12453673901352894,9.2837715321849507E-2,667.52954263086053,1.8183552976212047,0.12453673901352894,0.12453673901352894,1.8183552976212047]
[null,47.274999999998386,0.11044777700953941,9.287981859410431E-2,667.70181828133559,1.8179879215576555,0.11044777700953941,0.11044777700953941,1.8179879215576555]
[null,47.299999999998384,0.13164837464601425,9.2921960072595275E-2,667.87425026180199,1.8176172883211661,0.13164837464601425,0.13164837464601425,1.8176172883211661]
[null,47.324999999998383,0.18337797063210123,9.2964139809350879E-2,668.04683878514675,1.8172434016544092,0.18337797063210123,0.18337797063210123,1.8172434016544092]
[null,47.349999999998381,0.22871794260464601,9.3006357856494096E-2,668.21958406464341,1.8168662651628922,0.22871794260464601,0.22871794260464601,1.8168662651628922]
[null,47.37499999999838,0.23076821188544241,9.3048614266242613E-2,668.39248631395344,1.816485882313607,0.23076821188544241,0.23076821188544241,1.816485882313607]
[null,47.399999999998379,0.19333049879863409,9.3090909090909085E-2,668.56554574712641,1.8161022564337501,0.19333049879863409,0.19333049879863409,1.8161022564337501]
[null,47.424999999998377,0.14274875691083397,9.3133242382901313E-2,668.73876257860161,1.8157153907095109,0.14274875691083397,0.14274875691083397,1.8157153907095109]
[null,47.449999999998376,9.1412154590754066E-2,9.3175614194722478E-2,668.91213702320817,1.8153252881849316,9.1412154590754066E-2,9.1412154590754066E-2,1.8153252881849316]
[null,47.474999999998374,6.4467385631823151E-2,9.3218024578971326E-2,669.08566929616666,1.8149319517608316,6.4467385631823151E-2,6.4467385631823151E-2,1.8149319517608316]
[null,47.499999999998373,9.6675647108377255E-2,9.3260473588342441E-2,669.25935961308971,1.814535384193809,9.6675647108377255E-2,9.6675647108377255E-2,1.814535384193809]
[null,47.524999999998371,0.15937105118851777,9.3302961275626428E-2,669.43320818998257,1.8141355880953078,0.15937105118851777,0.15937105118851777,1.8141355880953078]
[null,47.54999999999837,0.20252657707417734,9.3345487693710122E-2,669.60721524324447,1.8137325659307613,0.20252657707417734,0.20252657707417734,1.8137325659307613]
[null,47.574999999998369,0.22012347445077582,9.3388052895576834E-2,669.7813809896694,1.8133263200188026,0.22012347445077582,0.22012347445077582,1.8133263200188026]
[null,47.599999999998367,0.21404061596823204,9.3430656934306563E-2,669.95570564644686,1.8129168525305481,0.21404061596823204,0.21404061596823204,1.8129168525305481]
[null,47.624999999998366,0.18783269357620264,9.3473299863076217E-2,670.13018943116299,1.8125041654889618,0.18783269357620264,0.18783269357620264,1.8125041654889618]
[null,47.649999999998364,0.16243075920495267,9.351598173515982E-2,670.30483256180139,1.81208826076828,0.16243075920495267,0.16243075920495267,1.81208826076828]
[null,47.674999999998363,0.16573431667845526,9.3558702603928734E-2,670.47963525674356,1.8116691400935174,0.16573431667845526,0.16573431667845526,1.8116691400935174]
[null,47.699999999998361,0.19339606397041467,9.3601462522851925E-2,670.65459773477073,1.8112468050400476,0.19339606397041467,0.19339606397041467,1.8112468050400476]
[null,47.72499999999836,0.19509466551165983,9.3644261545496113E-2,670.82972021506396,1.8108212570332505,0.19509466551165983,0.19509466551165983,1.8108212570332505]
[null,47.749999999998359,0.13188772063673754,9.368709972552608E-2,671.00500291720573,1.8103924973482428,0.13188772063673754,0.13188772063673754,1.8103924973482428]
[null,47.774999999998357,2.0960721826181878E-2,9.3729977116704805E-2,671.18044606117996,1.809960527109677,2.0960721826181878E-2,2.0960721826181878E-2,1.809960527109677]
[null,47.799999999998356,-6.63421521800754E-2,9.3772893772893773E-2,671.35604986737405,1.8095253472916146,-6.63421521800754E-2,-6.63421521800754E-2,1.8095253472916146]
[null,47.824999999998354,-7.5066691038366926E-2,9.381584974805314E-2,671.53181455657887,1.8090869587174767,-7.5066691038366926E-2,-7.5066691038366926E-2,1.8090869587174767]
[null,47.849999999998353,-3.7654276836023536E-2,9.3858845096241983E-2,671.70774034998999,1.8086453620600673,-3.7654276836023536E-2,-3.7654276836023536E-2,1.8086453620600673]
[null,47.874999999998352,-1.8268443681503967E-2,9.3901879871618521E-2,671.883827469209,1.8082005578416722,-1.8268443681503967E-2,-1.8268443681503967E-2,1.8082005578416722]
[null,47.89999999999835,-3.1039611960146742E-2,9.3944954128440367E-2,672.06007613624388,1.8077525464342308,-3.1039611960146742E-2,-3.1039611960146742E-2,1.8077525464342308]
[null,47.924999999998349,-4.1765544243908055E-2,9.3988067921064705E-2,672.23648657350998,1.8073013280595847,-4.1765544243908055E-2,-4.1765544243908055E-2,1.8073013280595847]
[null,47.949999999998347,-2.9115969556567485E-2,9.4031221303948573E-2,672.41305900383145,1.8068469027897978,-2.9115969556567485E-2,-2.9115969556567485E-2,1.8068469027897978]
[null,47.974999999998346,-8.1977657508735067E-3,9.4074414331649064E-2,672.58979365044172,1.8063892705475522,-8.1977657508735067E-3,-8.1977657508735067E-3,1.8063892705475522]
[null,47.999999999998344,8.0556416512355383E-3,9.4117647058823528E-2,672.76669073698451,1.8059284311066208,8.0556416512355383E-3,8.0556416512355383E-3,1.8059284311066208]
[null,48.024999999998343,7.0524282955438458E-3,9.4160919540229884E-2,672.94375048751488,1.8054643840924045,7.0524282955438458E-3,7.0524282955438458E-3,1.8054643840924045]
[null,48.049999999998342,-1.7850018676139872E-2,9.4204231830726765E-2,673.12097312650019,1.8049971289825573,-1.7850018676139872E-2,-1.7850018676139872E-2,1.8049971289825573]
[null,48.07499999999834,-4.3772898139538517E-2,9.4247583985273817E-2,673.29835887882109,1.8045266651076686,-4.3772898139538517E-2,-4.3772898139538517E-2,1.8045266651076686]
[null,48.099999999998339,-5.103076397332848E-2,9.4290976058931858E-2,673.47590796977204,1.8040529916520334,-5.103076397332848E-2,-5.103076397332848E-2,1.8040529916520334]
[null,48.124999999998337,-4.8749095995358718E-2,9.4334408106863193E-2,673.6536206250629,1.8035761076544803,-4.8749095995358718E-2,-4.8749095995358718E-2,1.8035761076544803]
[null,48.149999999998336,-5.1433294391595226E-2,9.4377880184331797E-2,673.83149707081941,1.803096012009286,-5.1433294391595226E-2,-5.1433294391595226E-2,1.803096012009286]
[null,48.174999999998334,-4.9389647855422894E-2,9.4421392346703548E-2,674.00953753358453,1.8026127034671493,-4.9389647855422894E-2,-4.9389647855422894E-2,1.8026127034671493]
[null,48.199999999998333,-4.1175722607665638E-2,9.4464944649446492E-2,674.18774224031893,1.8021261806362443,-4.1175722607665638E-2,-4.1175722607665638E-2,1.8021261806362443]
[null,48.224999999998332,-5.3282364690704569E-2,9.4508537148131053E-2,674.36611141840251,1.8016364419833359,-5.3282364690704569E-2,-5.3282364690704569E-2,1.8016364419833359]
[null,48.24999999999833,-7.0775814796271597E-2,9.455216989843028E-2,674.54464529563472,1.8011434858349777,-7.0775814796271597E-2,-7.0775814796271597E-2,1.8011434858349777]
[null,48.274999999998329,-6.1271911350589417E-2,9.4595842956120099E-2,674.72334410023632,1.8006473103787624,-6.1271911350589417E-2,-6.1271911350589417E-2,1.8006473103787624]
[null,48.299999999998327,-4.916699118115303E-2,9.4639556377079478E-2,674.90220806084949,1.8001479136646577,-4.916699118115303E-2,-4.916699118115303E-2,1.8001479136646577]
[null,48.324999999998326,-4.2367419275365886E-2,9.4683310217290803E-2,675.08123740653946,1.799645293606396,-4.2367419275365886E-2,-4.2367419275365886E-2,1.799645293606396]
[null,48.349999999998325,-6.3184957362772808E-3,9.4727104532839959E-2,675.26043236679538,1.7991394479829417,-6.3184957362772808E-3,-6.3184957362772808E-3,1.7991394479829417]
[null,48.374999999998323,4.6441201948676354E-2,9.4770939379916708E-2,675.43979317153094,1.7986303744400134,4.6441201948676354E-2,4.6441201948676354E-2,1.7986303744400134]
[null,48.399999999998322,8.0812849184210472E-2,9.481481481481481E-2,675.61932005108554,1.7981180704916879,8.0812849184210472E-2,8.0812849184210472E-2,1.7981180704916879]
[null,48.42499999999832,9.9921454248755481E-2,9.4858730893932375E-2,675.79901323622585,1.7976025335220469,9.9921454248755481E-2,9.9921454248755481E-2,1.7976025335220469]
[null,48.449999999998319,9.0725508428104659E-2,9.490268767377201E-2,675.97887295814564,1.797083760786911,9.0725508428104659E-2,9.0725508428104659E-2,1.797083760786911]
[null,48.474999999998317,3.8707823050860235E-2,9.4946685210941129E-2,676.15889944846776,1.7965617494156116,3.8707823050860235E-2,3.8707823050860235E-2,1.7965617494156116]
[null,48.499999999998316,-1.6809982860336935E-2,9.499072356215213E-2,676.33909293924467,1.7960364964128477,-1.6809982860336935E-2,-1.6809982860336935E-2,1.7960364964128477]
[null,48.524999999998315,-5.4413264562753312E-2,9.5034802784222744E-2,676.51945366295979,1.7955079986605864,-5.4413264562753312E-2,-5.4413264562753312E-2,1.7955079986605864]
[null,48.549999999998313,-7.5656380219716088E-2,9.5078922934076132E-2,676.6999818525278,1.7949762529200273,-7.5656380219716088E-2,-7.5656380219716088E-2,1.7949762529200273]
[null,48.574999999998312,-6.7065090983265546E-2,9.5123084068741287E-2,676.88067774129661,1.79444125583363,-6.7065090983265546E-2,-6.7065090983265546E-2,1.79444125583363]
[null,48.59999999999831,-5.4700294314770991E-2,9.5167286245353158E-2,677.06154156304751,1.7939030039271906,-5.4700294314770991E-2,-5.4700294314770991E-2,1.7939030039271906]
[null,48.624999999998309,-8.0218259171838974E-2,9.5211529521152957E-2,677.24257355199677,1.7933614936119793,-8.0218259171838974E-2,-8.0218259171838974E-2,1.7933614936119793]
[null,48.649999999998307,-0.12534140248538361,9.5255813953488366E-2,677.42377394279606,1.7928167211869321,-0.12534140248538361,-0.12534140248538361,1.7928167211869321]
[null,48.674999999998306,-0.15404596714588867,9.5300139599813871E-2,677.6051429705343,1.7922686828408896,-0.15404596714588867,-0.15404596714588867,1.7922686828408896]
[null,48.699999999998305,-0.16428393560572924,9.5344506517690872E-2,677.78668087073788,1.791717374654894,-0.16428393560572924,-0.16428393560572924,1.791717374654894]
[null,48.724999999998303,-0.15662791036512516,9.5388914764788071E-2,677.9683878793719,1.791162792604537,-0.15662791036512516,-0.15662791036512516,1.791162792604537]
[null,48.749999999998302,-0.13452052653468882,9.5433364398881643E-2,678.15026423284166,1.7906049325623463,-0.13452052653468882,-0.13452052653468882,1.7906049325623463]
[null,48.7749999999983,-0.12561134555627096,9.5477855477855478E-2,678.332310167993,1.7900437903002331,-0.12561134555627096,-0.12561134555627096,1.7900437903002331]
[null,48.799999999998299,-0.16330178257794312,9.5522388059701493E-2,678.51452592211365,1.7894793614919733,-0.16330178257794312,-0.16330178257794312,1.7894793614919733]
[null,48.824999999998298,-0.23090477287959565,9.5566962202519826E-2,678.69691173293427,1.7889116417157405,-0.23090477287959565,-0.23090477287959565,1.7889116417157405]
[null,48.849999999998296,-0.25595689387978926,9.5611577964519134E-2,678.87946783862969,1.7883406264566768,-0.25595689387978926,-0.25595689387978926,1.7883406264566768]
[null,48.874999999998295,-0.21846739093001882,9.5656235404016812E-2,679.0621944778195,1.7877663111095077,-0.21846739093001882,-0.21846739093001882,1.7877663111095077]
[null,48.899999999998293,-0.16200213517286677,9.5700934579439248E-2,679.24509188956927,1.7871886909811918,-0.16200213517286677,-0.16200213517286677,1.7871886909811918]
[null,48.924999999998292,-0.10109632914510965,9.5745675549322118E-2,679.4281603133918,1.786607761293612,-0.10109632914510965,-0.10109632914510965,1.786607761293612]
[null,48.94999999999829,-1.0372807540392142E-2,9.5790458372310566E-2,679.61139998924773,1.786023517186299,-1.0372807540392142E-2,-1.0372807540392142E-2,1.786023517186299]
[null,48.974999999998289,0.10543224005065079,9.5835283107159566E-2,679.79481115754709,1.7854359537191899,0.10543224005065079,0.10543224005065079,1.7854359537191899]
[null,48.999999999998288,0.17840998497961522,9.5880149812734086E-2,679.97839405915022,1.7848450658754149,0.17840998497961522,0.17840998497961522,1.7848450658754149]
[null,49.024999999998286,0.17298913604971825,9.5925058548009368E-2,680.16214893536846,1.7842508485641209,0.17298913604971825,0.17298913604971825,1.7842508485641209]
[null,49.049999999998285,0.13607846098011322,9.597000937207123E-2,680.34607602796541,1.7836532966233143,0.13607846098011322,0.13607846098011322,1.7836532966233143]
[null,49.074999999998283,0.12450614193336461,9.6015002344116265E-2,680.53017557915837,1.7830524048227343,0.12450614193336461,0.12450614193336461,1.7830524048227343]
[null,49.099999999998282,0.13972441435069302,9.6060037523452158E-2,680.71444783161894,1.7824481678667499,0.13972441435069302,0.13972441435069302,1.7824481678667499]
[null,49.12499999999828,0.15461194690148261,9.610511496949789E-2,680.89889302847405,1.7818405803972737,0.15461194690148261,0.15461194690148261,1.7818405803972737]
[null,49.149999999998279,0.17450640684314936,9.6150234741784038E-2,681.08351141330752,1.7812296369967009,0.17450640684314936,0.17450640684314936,1.7812296369967009]
[null,49.174999999998278,0.185647055395285,9.6195396899953031E-2,681.26830323016043,1.780615332190862,0.185647055395285,0.185647055395285,1.780615332190862]
[null,49.199999999998276,0.15801391836010251,9.6240601503759404E-2,681.45326872353303,1.7799976604519876,0.15801391836010251,0.15801391836010251,1.7799976604519876]
[null,49.224999999998275,0.11345569516301218,9.6285848613070046E-2,681.63840813838499,1.7793766162016935,0.11345569516301218,0.11345569516301218,1.7793766162016935]
[null,49.249999999998273,6.4520367588817851E-2,9.6331138287864534E-2,681.8237217201372,1.7792010931400837,6.4520367588817851E-2,6.4520367588817851E-2,1.7792010931400837]
[null,49.274999999998272,1.2004121996254166E-2,9.63764705882353E-2,682.00920971467212,1.7804598583200588,1.2004121996254166E-2,1.2004121996254166E-2,1.7804598583200588]
[null,49.299999999998271,-1.8636668282616165E-2,9.6421845574387946E-2,682.19487236833561,1.7817142540293802,-1.8636668282616165E-2,-1.8636668282616165E-2,1.7817142540293802]
[null,49.324999999998269,-3.4266213141114596E-2,9.6467263306641543E-2,682.38070992793757,1.7829642434033359,-3.4266213141114596E-2,-3.4266213141114596E-2,1.7829642434033359]
[null,49.349999999998268,-5.1482832521384907E-2,9.6512723845428847E-2,682.56672264075314,1.7842097894631752,-5.1482832521384907E-2,-5.1482832521384907E-2,1.7842097894631752]
[null,49.374999999998266,-6.5729945667003298E-2,9.6558227251296563E-2,682.75291075452378,1.7854508551169668,-6.5729945667003298E-2,-6.5729945667003298E-2,1.7854508551169668]
[null,49.399999999998265,-8.2049712970248018E-2,9.6603773584905656E-2,682.93927451745822,1.7866874031605078,-8.2049712970248018E-2,-8.2049712970248018E-2,1.7866874031605078]
[null,49.424999999998263,-0.10182324159507473,9.6649362907031619E-2,683.12581417823424,1.7879193962783084,-0.10182324159507473,-0.10182324159507473,1.7879193962783084]
[null,49.449999999998262,-0.11612558843085974,9.6694995278564677E-2,683.31252998599848,1.7891467970446304,-0.11612558843085974,-0.11612558843085974,1.7891467970446304]
[null,49.474999999998261,-0.10386145748065498,9.6740670760510156E-2,683.49942219036916,1.7903695679246012,-0.10386145748065498,-0.10386145748065498,1.7903695679246012]
[null,49.499999999998259,-6.4449239311552498E-2,9.6786389413988663E-2,683.68649104143583,1.7915876712753787,-6.4449239311552498E-2,-6.4449239311552498E-2,1.7915876712753787]
[null,49.524999999998258,-3.3540757694967054E-2,9.683215130023641E-2,683.87373678976121,1.7928010693473904,-3.3540757694967054E-2,-3.3540757694967054E-2,1.7928010693473904]
[null,49.549999999998256,-1.0664075848969728E-2,9.6877956480605487E-2,684.06115968638198,1.7940097242856254,-1.0664075848969728E-2,-1.0664075848969728E-2,1.7940097242856254]
[null,49.574999999998255,8.0923316564544059E-3,9.6923805016564127E-2,684.24875998281038,1.7952135981309967,8.0923316564544059E-3,8.0923316564544059E-3,1.7952135981309967]
[null,49.599999999998253,-6.7777168485273348E-3,9.696969696969697E-2,684.43653793103454,1.7964126528217563,-6.7777168485273348E-3,-6.7777168485273348E-3,1.7964126528217563]
[null,49.624999999998252,-5.7818282483900092E-2,9.7015632401705354E-2,684.62449378352039,1.7976068501949745,-5.7818282483900092E-2,-5.7818282483900092E-2,1.7976068501949745]
[null,49.649999999998251,-0.11004259749342346,9.706161137440758E-2,684.81262779321241,1.798796151988082,-0.11004259749342346,-0.11004259749342346,1.798796151988082]
[null,49.674999999998249,-0.12426904767581391,9.7107633949739217E-2,685.00094021353482,1.7999805198404606,-0.12426904767581391,-0.12426904767581391,1.7999805198404606]
[null,49.699999999998248,-0.12640620736608144,9.715370018975332E-2,685.18943129839261,1.8011599152951048,-0.12640620736608144,-0.12640620736608144,1.8011599152951048]
[null,49.724999999998246,-0.16598213978229723,9.7199810156620783E-2,685.37810130217281,1.8023342998003253,-0.16598213978229723,-0.16598213978229723,1.8023342998003253]
[null,49.749999999998245,-0.22270859658743225,9.7245963912630573E-2,685.56695047974586,1.8035036347115221,-0.22270859658743225,-0.22270859658743225,1.8035036347115221]
[null,49.774999999998244,-0.26013253436542183,9.7292161520190018E-2,685.75597908646625,1.804667881292997,-0.26013253436542183,-0.26013253436542183,1.804667881292997]
[null,49.799999999998242,-0.26942649680651254,9.7338403041825089E-2,685.94518737817407,1.8058270007198352,-0.26942649680651254,-0.26942649680651254,1.8058270007198352]
[null,49.824999999998241,-0.26879574660849248,9.7384688540180689E-2,686.13457561119583,1.8069809540798234,-0.26879574660849248,-0.26879574660849248,1.8069809540798234]
[null,49.849999999998239,-0.27384717884324494,9.7431018078020931E-2,686.32414404234612,1.8081297023754288,-0.27384717884324494,-0.27384717884324494,1.8081297023754288]
[null,49.874999999998238,-0.27419315102241931,9.7477391718229417E-2,686.51389292892827,1.8092732065258188,-0.27419315102241931,-0.27419315102241931,1.8092732065258188]
[null,49.899999999998236,-0.26428433297040693,9.7523809523809527E-2,686.70382252873571,1.8104114273689387,-0.26428433297040693,-0.26428433297040693,1.8104114273689387]
[null,49.924999999998235,-0.22959890009457273,9.7570271557884711E-2,686.89393310005312,1.8115443256636197,-0.22959890009457273,-0.22959890009457273,1.8115443256636197]
[null,49.949999999998234,-0.17227043580308712,9.7616777883698755E-2,687.08422490165788,1.8126718620917468,-0.17227043580308712,-0.17227043580308712,1.8126718620917468]
[null,49.974999999998232,-0.13511524900195246,9.7663328564616111E-2,687.27469819282067,1.813793997260456,-0.13511524900195246,-0.13511524900195246,1.813793997260456]
[null,49.999999999998231,-0.14179004839901782,9.7709923664122136E-2,687.46535323330704,1.8149106917043818,-0.14179004839901782,-0.14179004839901782,1.8149106917043818]
[null,50.024999999998229,-0.17175863009851972,9.7756563245823394E-2,687.65619028337869,1.8160219058879319,-0.17175863009851972,-0.17175863009851972,1.8160219058879319]
[null,50.049999999998228,-0.17980261571921669,9.7803247373447949E-2,687.84720960379411,1.8171276002076131,-0.17980261571921669,-0.17980261571921669,1.8171276002076131]
[null,50.074999999998226,-0.15127964671631075,9.7849976110845671E-2,688.03841145581055,1.8182277349943754,-0.15127964671631075,-0.15127964671631075,1.8182277349943754]
[null,50.099999999998225,-0.11493296457891283,9.7896749521988527E-2,688.22979610118466,1.8193222705160026,-0.11493296457891283,-0.11493296457891283,1.8193222705160026]
[null,50.124999999998224,-8.5776198915459484E-2,9.794356767097083E-2,688.42136380217357,1.8204111669795209,-8.5776198915459484E-2,-8.5776198915459484E-2,1.8204111669795209]
[null,50.149999999998222,-5.400861486620722E-2,9.7990430622009572E-2,688.61311482153667,1.8214943845336444,-5.400861486620722E-2,-5.400861486620722E-2,1.8214943845336444]
[null,50.174999999998221,-1.3292378280576684E-2,9.8037338439444704E-2,688.80504942253629,1.8225718832712405,-1.3292378280576684E-2,-1.3292378280576684E-2,1.8225718832712405]
[null,50.199999999998219,9.1342218407520909E-3,9.8084291187739467E-2,688.99716786893919,1.8236436232318198,9.1342218407520909E-3,9.1342218407520909E-3,1.8236436232318198]
[null,50.224999999998218,-7.2211758285714196E-3,9.8131288931480598E-2,689.18947042501759,1.8247095644040487,-7.2211758285714196E-3,-7.2211758285714196E-3,1.8247095644040487]
[null,50.249999999998217,-1.9171388683583892E-2,9.817833173537871E-2,689.38195735555041,1.8257696667282719,-1.9171388683583892E-2,-1.9171388683583892E-2,1.8257696667282719]
[null,50.274999999998215,-4.0198735320688258E-3,9.8225419664268579E-2,689.57462892582487,1.8268238900990617,-4.0198735320688258E-3,-4.0198735320688258E-3,1.8268238900990617]
[null,50.299999999998214,5.2377962684805723E-3,9.827255278310941E-2,689.76748540163703,1.8278721943677696,5.2377962684805723E-3,5.2377962684805723E-3,1.8278721943677696]
[null,50.324999999998212,8.5936734245152524E-3,9.8319731156985113E-2,689.96052704929343,1.8289145393450921,8.5936734245152524E-3,8.5936734245152524E-3,1.8289145393450921]
[null,50.349999999998211,1.4377978579394724E-2,9.8366954851104707E-2,690.1537541356123,1.8299508848036421,1.4377978579394724E-2,1.4377978579394724E-2,1.8299508848036421]
[null,50.374999999998209,4.3695544482326857E-3,9.84142239308025E-2,690.34716692792483,1.8309811904805249,4.3695544482326857E-3,4.3695544482326857E-3,1.8309811904805249]
[null,50.399999999998208,-4.5694288809943881E-3,9.8461538461538461E-2,690.54076569407607,1.8320054160799124,-4.5694288809943881E-3,-4.5694288809943881E-3,1.8320054160799124]
[null,50.424999999998207,6.5161184358667485E-3,9.8508898508898504E-2,690.73455070242653,1.8330235212756167,6.5161184358667485E-3,6.5161184358667485E-3,1.8330235212756167]
[null,50.449999999998205,1.5237875741416345E-2,9.85563041385948E-2,690.92852222185354,1.8340354657136595,1.5237875741416345E-2,1.5237875741416345E-2,1.8340354657136595]
[null,50.474999999998204,6.9285829710691903E-3,9.8603755416466057E-2,691.1226805217517,1.8350412090148278,6.9285829710691903E-3,6.9285829710691903E-3,1.8350412090148278]
[null,50.499999999998202,-1.5167012373936063E-2,9.8651252408477844E-2,691.31702587203517,1.836040710777223,-1.5167012373936063E-2,-1.5167012373936063E-2,1.836040710777223]
[null,50.524999999998201,-4.6450738700935343E-2,9.8698795180722887E-2,691.51155854313811,1.8370339305787882,-4.6450738700935343E-2,-4.6450738700935343E-2,1.8370339305787882]
[null,50.549999999998199,-8.7103529393065482E-2,9.8746383799421411E-2,691.70627880601648,1.8380208279798254,-8.7103529393065482E-2,-8.7103529393065482E-2,1.8380208279798254]
[null,50.574999999998198,-0.12802467369737253,9.8794018330921371E-2,691.90118693214902,1.8390013625254782,-0.12802467369737253,-0.12802467369737253,1.8390013625254782]
[null,50.599999999998197,-0.1374113545632033,9.8841698841698841E-2,692.0962831935384,1.8399754937481996,-0.1374113545632033,-0.1374113545632033,1.8399754937481996]
[null,50.624999999998195,-0.10854108883219807,9.888942539835828E-2,692.29156786271278,1.8409431811701822,-0.10854108883219807,-0.10854108883219807,1.8409431811701822]
[null,50.649999999998194,-7.7996725715057863E-2,9.8937198067632848E-2,692.48704121272704,1.8419043843057608,-7.7996725715057863E-2,-7.7996725715057863E-2,1.8419043843057608]
[null,50.674999999998192,-6.295501566941375E-2,9.8985016916384727E-2,692.68270351716365,1.8428590626637718,-6.295501566941375E-2,-6.295501566941375E-2,1.8428590626637718]
[null,50.699999999998191,-5.0093910518772926E-2,9.9032882011605414E-2,692.87855505013454,1.8438071757498766,-5.0093910518772926E-2,-5.0093910518772926E-2,1.8438071757498766]
[null,50.72499999999819,-5.3425945794159796E-2,9.9080793420416063E-2,693.07459608628199,1.8447486830688375,-5.3425945794159796E-2,-5.3425945794159796E-2,1.8447486830688375]
[null,50.749999999998188,-8.6826698667768792E-2,9.912875121006777E-2,693.27082690078009,1.8456835441267478,-8.6826698667768792E-2,-8.6826698667768792E-2,1.8456835441267478]
[null,50.774999999998187,-0.12205360714408692,9.9176755447941883E-2,693.4672477693357,1.8466117184332023,-0.12205360714408692,-0.12205360714408692,1.8466117184332023]
[null,50.799999999998185,-0.13904995403815193,9.9224806201550386E-2,693.66385896819031,1.8475331655034215,-0.13904995403815193,-0.13904995403815193,1.8475331655034215]
[null,50.824999999998184,-0.14343328379520343,9.9272903538536114E-2,693.86066077412102,1.8484478448603061,-0.14343328379520343,-0.14343328379520343,1.8484478448603061]
[null,50.849999999998182,-0.14391104859240206,9.9321047526673131E-2,694.05765346444139,1.84935571603643,-0.14391104859240206,-0.14391104859240206,1.84935571603643]
[null,50.874999999998181,-0.13505736621393635,9.9369238233867049E-2,694.25483731700376,1.8502567385759658,-0.13505736621393635,-0.13505736621393635,1.8502567385759658]
[null,50.89999999999818,-0.10565860546191,9.9417475728155347E-2,694.45221261019981,1.8511508720365368,-0.10565860546191,-0.10565860546191,1.8511508720365368]
[null,50.924999999998178,-8.0524097518590215E-2,9.9465760077707618E-2,694.64977962296177,1.8520380759909885,-8.0524097518590215E-2,-8.0524097518590215E-2,1.8520380759909885]
[null,50.949999999998177,-7.5763668682630111E-2,9.9514091350826048E-2,694.84753863476431,1.8529183100290854,-7.5763668682630111E-2,-7.5763668682630111E-2,1.8529183100290854]
[null,50.974999999998175,-5.9725765390595736E-2,9.9562469615945545E-2,695.04548992562547,1.8537915337591131,-5.9725765390595736E-2,-5.9725765390595736E-2,1.8537915337591131]
[null,50.999999999998174,-2.5559953057986404E-2,9.9610894941634248E-2,695.24363377610814,1.8546577068094021,-2.5559953057986404E-2,-2.5559953057986404E-2,1.8546577068094021]
[null,51.024999999998172,1.5651664825543567E-2,9.9659367396593673E-2,695.44197046732108,1.8555167888297466,1.5651664825543567E-2,1.5651664825543567E-2,1.8555167888297466]
[null,51.049999999998171,7.1700085036041264E-2,9.9707887049659202E-2,695.64050028092095,1.8563687394927326,7.1700085036041264E-2,7.1700085036041264E-2,1.8563687394927326]
[null,51.07499999999817,0.12345034398535555,9.9756453969800291E-2,695.83922349911268,1.8572135184949592,0.12345034398535555,0.12345034398535555,1.8572135184949592]
[null,51.099999999998168,0.13200573794594231,9.9805068226120855E-2,696.03814040465147,1.8580510855581582,0.13200573794594231,0.13200573794594231,1.8580510855581582]
[null,51.124999999998167,9.4165097076190238E-2,9.985372988785958E-2,696.23725128084425,1.8588814004301975,9.4165097076190238E-2,9.4165097076190238E-2,1.8588814004301975]
[null,51.149999999998165,5.2950035365456401E-2,9.9902439024390249E-2,696.43655641155033,1.8597044228859705,5.2950035365456401E-2,5.2950035365456401E-2,1.8597044228859705]
[null,51.174999999998164,4.5903699994966692E-2,9.9951195705222054E-2,696.63605608118348,1.8605201127281719,4.5903699994966692E-2,4.5903699994966692E-2,1.8605201127281719]
[null,51.199999999998163,7.8965898163380538E-2,0.1,696.83575057471273,1.86132842978794,7.8965898163380538E-2,7.8965898163380538E-2,1.86132842978794]
[null,51.224999999998161,0.14126168583288951,0.10004885197850513,697.03564017766405,1.8621293339253824,0.14126168583288951,0.14126168583288951,1.8621293339253824]
[null,51.24999999999816,0.19640954522937179,0.10009775171065494,697.2357251761216,1.8629227850299603,0.19640954522937179,0.19640954522937179,1.8629227850299603]
[null,51.274999999998158,0.22529027489688419,0.10014669926650367,697.43600585672937,1.8637087430207453,0.22529027489688419,0.22529027489688419,1.8637087430207453]
[null,51.299999999998157,0.25133964878260701,0.10019569471624266,697.63648250669189,1.8644871678465278,0.25133964878260701,0.25133964878260701,1.8644871678465278]
[null,51.324999999998155,0.2723865987437975,0.10024473813020068,697.83715541377626,1.8652580194857935,0.2723865987437975,0.2723865987437975,1.8652580194857935]
[null,51.349999999998154,0.26546940689348231,0.10029382957884427,698.03802486631321,1.8660212579465361,0.26546940689348231,0.26546940689348231,1.8660212579465361]
[null,51.374999999998153,0.25035325719826107,0.10034296913277806,698.23909115319861,1.8667768432659357,0.25035325719826107,0.25035325719826107,1.8667768432659357]
[null,51.399999999998151,0.25267254236569753,0.10039215686274509,698.44035456389452,1.8675247355098681,0.25267254236569753,0.25267254236569753,1.8675247355098681]
[null,51.42499999999815,0.26291210028424827,0.10044139283962727,698.64181538843138,1.8682648947722624,0.26291210028424827,0.26291210028424827,1.8682648947722624]
[null,51.449999999998148,0.26498740353972455,0.10049067713444554,698.84347391740835,1.8689972811742956,0.26498740353972455,0.26498740353972455,1.8689972811742956]
[null,51.474999999998147,0.26000723203712978,0.10054000981836034,699.04533044199559,1.8697218548634176,0.26000723203712978,0.26000723203712978,1.8697218548634176]
[null,51.499999999998145,0.26546384378799792,0.1005893909626719,699.24738525393491,1.8704385760122082,0.26546384378799792,0.26546384378799792,1.8704385760122082]
[null,51.524999999998144,0.27039977535650228,0.10063882063882064,699.44963864554211,1.8711474048170631,0.27039977535650228,0.27039977535650228,1.8711474048170631]
[null,51.549999999998143,0.2490028795693626,0.10068829891838742,699.65209090970745,1.8718483014967018,0.2490028795693626,0.2490028795693626,1.8718483014967018]
[null,51.574999999998141,0.21070182549332825,0.10073782587309395,699.85474233989748,1.8725412262904946,0.21070182549332825,0.21070182549332825,1.8725412262904946]
[null,51.59999999999814,0.1739155255677679,0.10078740157480315,700.05759323015661,1.8732261394566123,0.1739155255677679,0.1739155255677679,1.8732261394566123]
[null,51.624999999998138,0.15207570062015374,0.10083702609551945,700.26064387510826,1.8739030012699833,0.15207570062015374,0.15207570062015374,1.8739030012699833]
[null,51.649999999998137,0.13536929748574114,0.10088669950738917,700.46389456995644,1.8745717720200719,0.13536929748574114,0.13536929748574114,1.8745717720200719]
[null,51.674999999998136,0.10649399846882153,0.10093642188270084,700.66734561048702,1.8752324120084585,0.10649399846882153,0.10649399846882153,1.8752324120084585]
[null,51.699999999998134,9.1252546445308017E-2,0.1009861932938856,700.87099729306942,1.8758848815462321,9.1252546445308017E-2,9.1252546445308017E-2,1.8758848815462321]
[null,51.724999999998133,0.10282407076270166,0.10103601381351751,701.07484991465788,1.8769813179172821,0.10282407076270166,0.10282407076270166,1.8769813179172821]
[null,51.749999999998131,0.10816094329076234,0.10108588351431391,701.27890377279277,1.8781887110739266,0.10816094329076234,0.10816094329076234,1.8781887110739266]
[null,51.77499999999813,8.3566321489216847E-2,0.1011358024691358,701.48315916560239,1.8793934358987299,8.3566321489216847E-2,8.3566321489216847E-2,1.8793934358987299]
[null,51.799999999998128,4.7390903527803688E-2,0.10118577075098814,701.68761639180411,1.8805954829194929,4.7390903527803688E-2,4.7390903527803688E-2,1.8805954829194929]
[null,51.824999999998127,3.9397383221144097E-2,0.10123578843302027,701.89227575070595,1.8817948426951912,3.9397383221144097E-2,3.9397383221144097E-2,1.8817948426951912]
[null,51.849999999998126,6.7982870933303588E-2,0.10128585558852621,702.09713754220809,1.8829915058111157,6.7982870933303588E-2,6.7982870933303588E-2,1.8829915058111157]
[null,51.874999999998124,0.11177749167521002,0.10133597229094507,702.30220206680428,1.8841854628737058,0.11177749167521002,0.11177749167521002,1.8841854628737058]
[null,51.899999999998123,0.15000397364677459,0.10138613861386139,702.50746962558333,1.8853767045050793,0.15000397364677459,0.15000397364677459,1.8853767045050793]
[null,51.924999999998121,0.16728019772866351,0.10143635463100545,702.71294052023029,1.8865652213372486,0.16728019772866351,0.16728019772866351,1.8865652213372486]
[null,51.94999999999812,0.16815387019950329,0.10148662041625371,702.91861505302847,1.8877510040060215,0.16815387019950329,0.16815387019950329,1.8877510040060215]
[null,51.974999999998118,0.16801532238196271,0.10153693604362915,703.12449352686076,1.8889340431445827,0.16801532238196271,0.16801532238196271,1.8889340431445827]
[null,51.999999999998117,0.17347882178724047,0.10158730158730159,703.33057624521075,1.8901143293767524,0.17347882178724047,0.17347882178724047,1.8901143293767524]
[null,52.024999999998116,0.17419275365774201,0.10163771712158809,703.53686351216459,1.8912918533099217,0.17419275365774201,0.17419275365774201,1.8912918533099217]
[null,52.049999999998114,0.16100686911072445,0.10168818272095333,703.7433556324122,1.8924666055276551,0.16100686911072445,0.16100686911072445,1.8924666055276551]
[null,52.074999999998113,0.14664716930649271,0.10173869846000994,703.95005291124937,1.8936385765819663,0.14664716930649271,0.14664716930649271,1.8936385765819663]
[null,52.099999999998111,0.12772598791481549,0.10178926441351889,704.15695565457838,1.8948077569852544,0.12772598791481549,0.12772598791481549,1.8948077569852544]
[null,52.12499999999811,0.10001629195177572,0.10183988065638985,704.36406416891009,1.8959741372019112,0.10001629195177572,0.10001629195177572,1.8959741372019112]
[null,52.149999999998109,8.3486848553725193E-2,0.10189054726368159,704.57137876136562,1.897137707639583,8.3486848553725193E-2,8.3486848553725193E-2,1.897137707639583]
[null,52.174999999998107,7.5241928861126239E-2,0.10194126431060228,704.77889973967717,1.8982984586400995,7.5241928861126239E-2,7.5241928861126239E-2,1.8982984586400995]
[null,52.199999999998106,5.9300187821037562E-2,0.10199203187250996,704.98662741219039,1.8994563804700586,5.9300187821037562E-2,5.9300187821037562E-2,1.8994563804700586]
[null,52.224999999998104,3.2120576337728364E-2,0.1020428500249128,705.19456208786494,1.9006114633110691,3.2120576337728364E-2,3.2120576337728364E-2,1.9006114633110691]
[null,52.249999999998103,-3.8099325274775636E-3,0.10209371884346959,705.4027040762769,1.9017636972496532,-3.8099325274775636E-3,-3.8099325274775636E-3,1.9017636972496532]
[null,52.274999999998101,-4.6213644443384938E-2,0.10214463840399003,705.61105368762014,1.9029130722668046,-4.6213644443384938E-2,-4.6213644443384938E-2,1.9029130722668046]
[null,52.2999999999981,-9.1500899368720148E-2,0.10219560878243512,705.81961123270696,1.9040595782272034,-9.1500899368720148E-2,-9.1500899368720148E-2,1.9040595782272034]
[null,52.324999999998099,-0.11734761726893896,0.10224663005491762,706.02837702297131,1.9052032048680922,-0.11734761726893896,-0.11734761726893896,1.9052032048680922]
[null,52.349999999998097,-0.11827599361037601,0.1022977022977023,706.23735137046867,1.9063439417878059,-0.11827599361037601,-0.11827599361037601,1.9063439417878059]
[null,52.374999999998096,-0.11946596836447346,0.1023488255872064,706.44653458787855,1.9074817784339646,-0.11946596836447346,-0.11946596836447346,1.9074817784339646]
[null,52.399999999998094,-0.12562565068465947,0.1024,706.65592698850583,1.908616704091326,-0.12562565068465947,-0.12562565068465947,1.908616704091326]
[null,52.424999999998093,-0.13649450179741313,0.10245122561280641,706.86552888628228,1.909748707869303,-0.13649450179741313,-0.13649450179741313,1.909748707869303]
[null,52.449999999998091,-0.16040419934991124,0.10250250250250251,707.07534059576824,1.9108777786891407,-0.16040419934991124,-0.16040419934991124,1.9108777786891407]
[null,52.47499999999809,-0.17856760630167381,0.10255383074611918,707.28536243215399,1.9120039052707707,-0.17856760630167381,-0.17856760630167381,1.9120039052707707]
[null,52.499999999998089,-0.16773332591585938,0.10260521042084168,707.49559471126167,1.9131270761193275,-0.16773332591585938,-0.16773332591585938,1.9131270761193275]
[null,52.524999999998087,-0.13388977633666865,0.10265664160401003,707.70603774954634,1.9142472795113461,-0.13388977633666865,-0.13388977633666865,1.9142472795113461]
[null,52.549999999998086,-9.7566008895670756E-2,0.10270812437311935,707.91669186409808,1.915364503480633,-9.7566008895670756E-2,-9.7566008895670756E-2,1.915364503480633]
[null,52.574999999998084,-7.9717977042917859E-2,0.10275965880582037,708.12755737264342,1.9164787358038269,-7.9717977042917859E-2,-7.9717977042917859E-2,1.9164787358038269]
[null,52.599999999998083,-9.3609316347317742E-2,0.10281124497991968,708.33863459354666,1.9175899639856386,-9.3609316347317742E-2,-9.3609316347317742E-2,1.9175899639856386]
[null,52.624999999998082,-0.12245150164111618,0.10286288297338021,708.54992384581192,1.9186981752437946,-0.12245150164111618,-0.12245150164111618,1.9186981752437946]
[null,52.64999999999808,-0.1396903734433238,0.10291457286432161,708.76142544908453,1.9198033564936703,-0.1396903734433238,-0.1396903734433238,1.9198033564936703]
[null,52.674999999998079,-0.14608291146450073,0.10296631473102061,708.97313972365248,1.9209054943326349,-0.14608291146450073,-0.14608291146450073,1.9209054943326349]
[null,52.699999999998077,-0.14171017809884856,0.10301810865191147,709.18506699044849,1.9220045750241068,-0.14171017809884856,-0.14171017809884856,1.9220045750241068]
[null,52.724999999998076,-0.12860760767920487,0.10306995470558632,709.39720757105101,1.9231005844813276,-0.12860760767920487,-0.12860760767920487,1.9231005844813276]
[null,52.749999999998074,-0.13125206960769503,0.10312185297079557,709.60956178768629,1.9241935082508634,-0.13125206960769503,-0.13125206960769503,1.9241935082508634]
[null,52.774999999998073,-0.15004993549446741,0.10317380352644837,709.82212996323005,1.9252833314958442,-0.15004993549446741,-0.15004993549446741,1.9252833314958442]
[null,52.799999999998072,-0.15560045776410841,0.1032258064516129,710.03491242120879,1.9263700389789442,-0.15560045776410841,-0.15560045776410841,1.9263700389789442]
[null,52.82499999999807,-0.14568938797892375,0.10327786182551689,710.24790948580176,1.9274536150451167,-0.14568938797892375,-0.14568938797892375,1.9274536150451167]
[null,52.849999999998069,-0.1413783785931701,0.10332996972754793,710.46112148184238,1.9285340436040936,-0.1413783785931701,-0.1413783785931701,1.9285340436040936]
[null,52.874999999998067,-0.13466900846916585,0.10338213023725391,710.67454873481995,1.9296113081126571,-0.13466900846916585,-0.13466900846916585,1.9296113081126571]
[null,52.899999999998066,-0.11738655900733005,0.10343434343434343,710.8881915708813,1.9306853915566939,-0.11738655900733005,-0.11738655900733005,1.9306853915566939]
[null,52.924999999998064,-0.11138674974237521,0.1034866093986862,711.10205031683256,1.9317562764330491,-0.11138674974237521,-0.11138674974237521,1.9317562764330491]
[null,52.949999999998063,-0.12761459335023451,0.10353892821031345,711.3161253001407,1.9328239447311861,-0.12761459335023451,-0.12761459335023451,1.9328239447311861]
[null,52.974999999998062,-0.15635637783552814,0.10359129994941831,711.53041684893515,1.9338883779146605,-0.15635637783552814,-0.15635637783552814,1.9338883779146605]
[null,52.99999999999806,-0.16881415783854811,0.10364372469635627,711.74492529200984,1.9349495569024366,-0.16881415783854811,-0.16881415783854811,1.9349495569024366]
[null,53.024999999998059,-0.13963898094503915,0.10369620253164558,711.95965095882445,1.9360074620500416,-0.13963898094503915,-0.13963898094503915,1.9360074620500416]
[null,53.049999999998057,-9.2467025354515481E-2,0.10374873353596757,712.17459417950602,1.9370620731305814,-9.2467025354515481E-2,-9.2467025354515481E-2,1.9370620731305814]
[null,53.074999999998056,-5.8333267105887036E-2,0.10380131779016726,712.38975528485128,1.9381133693156354,-5.8333267105887036E-2,-5.8333267105887036E-2,1.9381133693156354]
[null,53.099999999998055,-1.9197217387618676E-2,0.10385395537525355,712.60513460632774,1.9391613291560303,-1.9197217387618676E-2,-1.9197217387618676E-2,1.9391613291560303]
[null,53.124999999998053,4.3847470244008382E-2,0.1039066463723998,712.82073247607559,1.9402059305625301,4.3847470244008382E-2,4.3847470244008382E-2,1.9402059305625301]
[null,53.149999999998052,9.655193423879499E-2,0.10395939086294416,713.03654922690941,1.9412471507864351,9.655193423879499E-2,9.655193423879499E-2,1.9412471507864351]
[null,53.17499999999805,9.8685385192072969E-2,0.10401218892839005,713.25258519232011,1.9422849664001267,9.8685385192072969E-2,9.8685385192072969E-2,1.9422849664001267]
[null,53.199999999998049,6.6274202820229583E-2,0.1040650406504065,713.46884070647604,1.9433193532775601,6.6274202820229583E-2,6.6274202820229583E-2,1.9433193532775601]
[null,53.224999999998047,3.9156712681496245E-2,0.10411794611082867,713.68531610422554,1.9443502865747302,3.9156712681496245E-2,3.9156712681496245E-2,1.9443502865747302]
[null,53.249999999998046,3.3625793735943085E-2,0.10417090539165819,713.90201172109778,1.9453777407101238,3.3625793735943085E-2,3.3625793735943085E-2,1.9453777407101238]
[null,53.274999999998045,4.7704291803426342E-2,0.10422391857506361,714.11892789330523,1.9464016893451834,4.7704291803426342E-2,4.7704291803426342E-2,1.9464016893451834]
[null,53.299999999998043,6.0832293562427336E-2,0.10427698574338086,714.33606495774518,1.9474221053647938,6.0832293562427336E-2,6.0832293562427336E-2,1.9474221053647938]
[null,53.324999999998042,5.5983782222963928E-2,0.1043301069791136,714.55342325200115,1.9484389608578105,5.5983782222963928E-2,5.5983782222963928E-2,1.9484389608578105]
[null,53.34999999999804,3.3457708477378063E-2,0.10438328236493374,714.77100311434504,1.9494522270976615,3.3457708477378063E-2,3.3457708477378063E-2,1.9494522270976615]
[null,53.374999999998039,-1.0356648043508714E-3,0.1044365119836818,714.98880488373868,1.9504618745230256,-1.0356648043508714E-3,-1.0356648043508714E-3,1.9504618745230256]
[null,53.399999999998037,-2.4589720970523487E-2,0.10448979591836735,715.20682889983584,1.9514678727186208,-2.4589720970523487E-2,-2.4589720970523487E-2,1.9514678727186208]
[null,53.424999999998036,-2.6200504918050153E-2,0.10454313425216948,715.42507550298365,1.9524701903961177,-2.6200504918050153E-2,-2.6200504918050153E-2,1.9524701903961177]
[null,53.449999999998035,-1.2796599618000091E-2,0.10459652706843718,715.64354503422453,1.9534687953751999,-1.2796599618000091E-2,-1.2796599618000091E-2,1.9534687953751999]
[null,53.474999999998033,1.3543777666515664E-2,0.10464997445068983,715.86223783529795,1.9544636545647971,1.3543777666515664E-2,1.3543777666515664E-2,1.9544636545647971]
[null,53.499999999998032,3.7436256082990949E-2,0.10470347648261759,716.08115424864263,1.9554547339445045,3.7436256082990949E-2,3.7436256082990949E-2,1.9554547339445045]
[null,53.52499999999803,5.6432804308492734E-2,0.10475703324808185,716.30029461739718,1.95644199854622,5.6432804308492734E-2,5.6432804308492734E-2,1.95644199854622]
[null,53.549999999998029,8.2683906995472664E-2,0.10481064483111566,716.51965928540335,1.95742541243602,8.2683906995472664E-2,8.2683906995472664E-2,1.95742541243602]
[null,53.574999999998028,0.10814226715092176,0.10486431131592422,716.73924859720682,1.9584049386962887,0.10814226715092176,0.10814226715092176,1.9584049386962887]
[null,53.599999999998026,0.13221554649564088,0.10491803278688525,716.95906289805919,1.9593805394081376,0.13221554649564088,0.13221554649564088,1.9593805394081376]
[null,53.624999999998025,0.16114276783041534,0.10497180932854946,717.17910253392017,1.9603521756341287,0.16114276783041534,0.16114276783041534,1.9603521756341287]
[null,53.649999999998023,0.18101418062078958,0.10502564102564102,717.39936785145892,1.9613198074013285,0.18101418062078958,0.18101418062078958,1.9613198074013285]
[null,53.674999999998022,0.1720355932787089,0.10507952796305797,717.61985919805625,1.962283393684719,0.1720355932787089,0.1720355932787089,1.962283393684719]
[null,53.69999999999802,0.13493987872430041,0.10513347022587269,717.84057692180602,1.9632428923909875,0.13493987872430041,0.13493987872430041,1.9632428923909875]
[null,53.724999999998019,0.10115858294457825,0.10518746789933231,718.06152137151764,1.9641982603427217,0.10115858294457825,0.10115858294457825,1.9641982603427217]
[null,53.749999999998018,9.1601035267439679E-2,0.1052415210688592,718.28269289671721,1.9651494532630331,9.1601035267439679E-2,9.1601035267439679E-2,1.9651494532630331]
[null,53.774999999998016,8.7793486928026632E-2,0.10529562982005142,718.50409184764953,1.9660964257606346,8.7793486928026632E-2,8.7793486928026632E-2,1.9660964257606346]
[null,53.799999999998015,7.2321033572017038E-2,0.10534979423868313,718.72571857528033,1.9670391313153996,7.2321033572017038E-2,7.2321033572017038E-2,1.9670391313153996]
[null,53.824999999998013,4.9439053530320166E-2,0.1054040144107051,718.94757343129777,1.9679775222644236,4.9439053530320166E-2,4.9439053530320166E-2,1.9679775222644236]
[null,53.849999999998012,2.2229242331523926E-2,0.10545829042224511,719.1543333333334,1.968911549788616,2.2229242331523926E-2,2.2229242331523926E-2,1.968911549788616]
[null,53.87499999999801,-7.8055668142213291E-3,0.10551262235960845,719.1543333333334,1.9698411638998488,-7.8055668142213291E-3,-7.8055668142213291E-3,1.9698411638998488]
[null,53.899999999998009,-2.8290113301915013E-2,0.10556701030927836,719.1543333333334,1.9707663134286872,-2.8290113301915013E-2,-2.8290113301915013E-2,1.9707663134286872]
[null,53.924999999998008,-2.9352666449440595E-2,0.10562145435791645,719.1543333333334,1.9716869460127222,-2.9352666449440595E-2,-2.9352666449440595E-2,1.9716869460127222]
[null,53.949999999998006,-1.3605369191521744E-2,0.10567595459236326,719.1543333333334,1.9726030080855399,-1.3605369191521744E-2,-1.3605369191521744E-2,1.9726030080855399]
[null,53.974999999998005,4.869041847798593E-4,0.10573051109963862,719.1543333333334,1.9735144448663449,4.869041847798593E-4,4.869041847798593E-4,1.9735144448663449]
[null,53.999999999998003,-1.4874022151756334E-2,0.10578512396694215,719.1543333333334,1.9744212003502712,-1.4874022151756334E-2,-1.4874022151756334E-2,1.9744212003502712]
[null,54.024999999998002,-6.2633282735564386E-2,0.10583979328165374,719.1543333333334,1.975323217299392,-6.2633282735564386E-2,-6.2633282735564386E-2,1.975323217299392]
[null,54.049999999998001,-0.11463282179253849,0.10589451913133402,719.1543333333334,1.976220437234474,-0.11463282179253849,-0.11463282179253849,1.976220437234474]
[null,54.074999999997999,-0.13344856908979635,0.10594930160372477,719.1543333333334,1.9771128004274798,-0.13344856908979635,-0.13344856908979635,1.9771128004274798]
[null,54.099999999997998,-0.11351953842119065,0.10600414078674948,719.1543333333334,1.9780002458948602,-0.11351953842119065,-0.11351953842119065,1.9780002458948602]
[null,54.124999999997996,-9.1891906211339774E-2,0.10605903676851372,719.1543333333334,1.978882711391649,-9.1891906211339774E-2,-9.1891906211339774E-2,1.978882711391649]
[null,54.149999999997995,-8.8123564520102685E-2,0.1061139896373057,719.1543333333334,1.9797601334063937,-8.8123564520102685E-2,-8.8123564520102685E-2,1.9797601334063937]
[null,54.174999999997993,-8.6206279951362541E-2,0.10616899948159668,719.1543333333334,1.9806324471569403,-8.6206279951362541E-2,-8.6206279951362541E-2,1.9806324471569403]
[null,54.199999999997992,-6.3527618169632302E-2,0.10622406639004149,719.1543333333334,1.9814995865870959,-6.3527618169632302E-2,-6.3527618169632302E-2,1.9814995865870959]
[null,54.224999999997991,-2.6097455011695764E-2,0.10627919045147899,719.1543333333334,1.9823614843641979,-2.6097455011695764E-2,-2.6097455011695764E-2,1.9823614843641979]
[null,54.249999999997989,6.3075019802006109E-4,0.1063343717549325,719.1543333333334,1.9832180718776071,6.3075019802006109E-4,6.3075019802006109E-4,1.9832180718776071]
[null,54.274999999997988,7.2703165936840158E-3,0.1063896103896104,719.1543333333334,1.9840692792381514,7.2703165936840158E-3,7.2703165936840158E-3,1.9840692792381514]
[null,54.299999999997986,-1.1819744785913151E-2,0.10644490644490645,719.1543333333334,1.9849150352785379,-1.1819744785913151E-2,-1.1819744785913151E-2,1.9849150352785379]
[null,54.324999999997985,-3.3971633460225116E-2,0.10650026001040042,719.1543333333334,1.9857552675547625,-3.3971633460225116E-2,-3.3971633460225116E-2,1.9857552675547625]
[null,54.349999999997983,-3.0523832608805077E-2,0.10655567117585849,719.1543333333334,1.9865899023485281,-3.0523832608805077E-2,-3.0523832608805077E-2,1.9865899023485281]
[null,54.374999999997982,-1.6754881625062584E-2,0.10661114003123373,719.1543333333334,1.9874188646707018,-1.6754881625062584E-2,-1.6754881625062584E-2,1.9874188646707018]
[null,54.399999999997981,-4.5866480170178034E-3,0.10666666666666667,719.1543333333334,1.9882420782658294,-4.5866480170178034E-3,-4.5866480170178034E-3,1.9882420782658294]
[null,54.424999999997979,1.4780641452553326E-3,0.10672225117248567,719.1543333333334,1.9890594656177165,1.4780641452553326E-3,1.4780641452553326E-3,1.9890594656177165]
[null,54.449999999997978,-2.659031966663753E-3,0.10677789363920751,719.1543333333334,1.9898709479561145,-2.659031966663753E-3,-2.659031966663753E-3,1.9898709479561145]
[null,54.474999999997976,-8.0581582941929106E-3,0.10683359415753782,719.1543333333334,1.9906764452645118,-8.0581582941929106E-3,-8.0581582941929106E-3,1.9906764452645118]
[null,54.499999999997975,-1.7863396620280962E-2,0.10688935281837161,719.1543333333334,1.9914758762890561,-1.7863396620280962E-2,-1.7863396620280962E-2,1.9914758762890561]
[null,54.524999999997974,-3.2439527718835341E-2,0.10694516971279373,719.1543333333334,1.9922691585486276,-3.2439527718835341E-2,-3.2439527718835341E-2,1.9922691585486276]
[null,54.549999999997972,-4.2908894875850034E-2,0.10700104493207942,719.1543333333334,1.9930562083460741,-4.2908894875850034E-2,-4.2908894875850034E-2,1.9930562083460741]
[null,54.574999999997971,-4.7044533983951746E-2,0.10705697856769472,719.1543333333334,1.9938369407806213,-4.7044533983951746E-2,-4.7044533983951746E-2,1.9938369407806213]
[null,54.599999999997969,-3.879775992285827E-2,0.10711297071129706,719.1543333333334,1.9946112697614866,-3.879775992285827E-2,-3.879775992285827E-2,1.9946112697614866]
[null,54.624999999997968,-1.2846137747789988E-2,0.10716902145473574,719.1543333333334,1.9953791080226897,-1.2846137747789988E-2,-1.2846137747789988E-2,1.9953791080226897]
[null,54.649999999997966,1.7274899532964065E-2,0.10722513089005235,719.1543333333334,1.9961403671390945,1.7274899532964065E-2,1.7274899532964065E-2,1.9961403671390945]
[null,54.674999999997965,2.5990961278136701E-2,0.10728129910948141,719.1543333333334,1.9968949575436765,2.5990961278136701E-2,2.5990961278136701E-2,1.9968949575436765]
[null,54.699999999997964,1.9803463430528724E-2,0.10733752620545073,719.1543333333334,1.9976427885460413,1.9803463430528724E-2,1.9803463430528724E-2,1.9976427885460413]
[null,54.724999999997962,2.5584192303311104E-2,0.10739381227058206,719.1543333333334,1.9983837683521943,2.5584192303311104E-2,2.5584192303311104E-2,1.9983837683521943]
[null,54.749999999997961,4.4580608073920426E-2,0.1074501573976915,719.1543333333334,1.9991178040855786,4.4580608073920426E-2,4.4580608073920426E-2,1.9991178040855786]
[null,54.774999999997959,6.9398416369305438E-2,0.10750656167979003,719.1543333333334,1.9998448018093804,6.9398416369305438E-2,6.9398416369305438E-2,1.9998448018093804]
[null,54.799999999997958,8.6750272194804051E-2,0.10756302521008404,719.1543333333334,2.0005646665501242,8.6750272194804051E-2,8.6750272194804051E-2,2.0005646665501242]
[null,54.824999999997956,8.8080119315367147E-2,0.10761954808197582,719.1543333333334,2.0012773023225505,8.8080119315367147E-2,8.8080119315367147E-2,2.0012773023225505]
[null,54.849999999997955,8.049045397589849E-2,0.10767613038906414,719.1543333333334,2.0019826121557829,8.049045397589849E-2,8.049045397589849E-2,2.0019826121557829]
[null,54.874999999997954,6.7669482657680927E-2,0.10773277222514466,719.1543333333334,2.0026804981207986,6.7669482657680927E-2,6.7669482657680927E-2,2.0026804981207986]
[null,54.899999999997952,5.9392641335993021E-2,0.10778947368421053,719.1543333333334,2.0033708613592012,5.9392641335993021E-2,5.9392641335993021E-2,2.0033708613592012]
[null,54.924999999997951,5.0001059639139846E-2,0.10784623486045287,719.1543333333334,2.0040536021132893,5.0001059639139846E-2,5.0001059639139846E-2,2.0040536021132893]
[null,54.949999999997949,2.9742481198027991E-2,0.10790305584826133,719.1543333333334,2.0047286197574357,2.9742481198027991E-2,2.9742481198027991E-2,2.0047286197574357]
[null,54.974999999997948,1.7730676818009636E-2,0.10795993674222457,719.1543333333334,2.0053958128307676,1.7730676818009636E-2,1.7730676818009636E-2,2.0053958128307676]
[null,54.999999999997947,2.0706275977715835E-2,0.1080168776371308,719.1543333333334,2.0060550790711527,2.0706275977715835E-2,2.0706275977715835E-2,2.0060550790711527]
[null,55.024999999997945,2.678251171563522E-2,0.10807387862796834,719.1543333333334,2.0067063154504834,2.678251171563522E-2,2.678251171563522E-2,2.0067063154504834]
[null,55.049999999997944,3.7578645092413758E-2,0.10813093980992608,719.1543333333334,2.0073494182112621,3.7578645092413758E-2,3.7578645092413758E-2,2.0073494182112621]
[null,55.074999999997942,6.384776164477185E-2,0.10818806127839409,719.1543333333334,2.0079842829044754,6.384776164477185E-2,6.384776164477185E-2,2.0079842829044754]
[null,55.099999999997941,9.4982476217724029E-2,0.10824524312896405,719.1543333333334,2.0086108044287592,9.4982476217724029E-2,9.4982476217724029E-2,2.0086108044287592]
[null,55.124999999997939,0.10698540611994577,0.10830248545742993,719.1543333333334,2.0092288770708402,0.10698540611994577,0.10698540611994577,2.0092288770708402]
[null,55.149999999997938,9.4373183712286798E-2,0.10835978835978836,719.1543333333334,2.0098383945472529,9.4373183712286798E-2,9.4373183712286798E-2,2.0098383945472529]
[null,55.174999999997937,7.5908176970332766E-2,0.10841715193223928,719.1543333333334,2.0104392500473161,7.5908176970332766E-2,7.5908176970332766E-2,2.0104392500473161]
[null,55.199999999997935,6.9863862861502493E-2,0.10847457627118644,719.1543333333334,2.0110313362773611,6.9863862861502493E-2,6.9863862861502493E-2,2.0110313362773611]
[null,55.224999999997934,5.8808117895450832E-2,0.10853206147323795,719.1543333333334,2.0116145455062027,5.8808117895450832E-2,5.8808117895450832E-2,2.0116145455062027]
[null,55.249999999997932,3.4104883082066419E-2,0.10858960763520678,719.1543333333334,2.0121887696118321,3.4104883082066419E-2,3.4104883082066419E-2,2.0121887696118321]
[null,55.274999999997931,9.8570281890501439E-3,0.10864721485411141,719.1543333333334,2.0127539001293231,9.8570281890501439E-3,9.8570281890501439E-3,2.0127539001293231]
[null,55.299999999997929,-1.1793121352523408E-2,0.10870488322717622,719.1543333333334,2.0133098282999367,-1.1793121352523408E-2,-1.1793121352523408E-2,2.0133098282999367]
[null,55.324999999997928,-1.9414708321081234E-2,0.10876261285183218,719.1543333333334,2.0138564451214043,-1.9414708321081234E-2,-1.9414708321081234E-2,2.0138564451214043]
[null,55.349999999997927,-1.737583016103875E-2,0.10882040382571732,719.1543333333334,2.0143936413993666,-1.737583016103875E-2,-1.737583016103875E-2,2.0143936413993666]
[null,55.374999999997925,-2.4204542143173143E-2,0.1088782562466773,719.1543333333334,2.0149213077999644,-2.4204542143173143E-2,-2.4204542143173143E-2,2.0149213077999644]
[null,55.399999999997924,-3.6914251351702045E-2,0.10893617021276596,719.1543333333334,2.0154393349035384,-3.6914251351702045E-2,-3.6914251351702045E-2,2.0154393349035384]
[null,55.424999999997922,-4.8750155634498665E-2,0.10899414582224587,719.1543333333334,2.0159476132594394,-4.8750155634498665E-2,-4.8750155634498665E-2,2.0159476132594394]
[null,55.449999999997921,-5.2671085361879991E-2,0.10905218317358892,719.1543333333334,2.0164460334419041,-5.2671085361879991E-2,-5.2671085361879991E-2,2.0164460334419041]
[null,55.47499999999792,-5.7266342946909424E-2,0.10911028236547682,719.1543333333334,2.0169344861069902,-5.7266342946909424E-2,-5.7266342946909424E-2,2.0169344861069902]
[null,55.499999999997918,-8.3509763250125268E-2,0.1091684434968017,719.1543333333334,2.0174128620505325,-8.3509763250125268E-2,-8.3509763250125268E-2,2.0174128620505325]
[null,55.524999999997917,-0.12648064701565889,0.10922666666666667,719.1543333333334,2.0178810522671,-0.12648064701565889,-0.12648064701565889,2.0178810522671]
[null,55.549999999997915,-0.16789611297872506,0.10928495197438634,719.1543333333334,2.0183389480099239,-0.16789611297872506,-0.16789611297872506,2.0183389480099239]
[null,55.574999999997914,-0.1953608998455576,0.10934329951948746,719.1543333333334,2.0187864408517679,-0.1953608998455576,-0.1953608998455576,2.0187864408517679]
[null,55.599999999997912,-0.20332739935414995,0.1094017094017094,719.1543333333334,2.0192234227467076,-0.20332739935414995,-0.20332739935414995,2.0192234227467076]
[null,55.624999999997911,-0.20169846908635264,0.10946018172100482,719.1543333333334,2.0196497860927938,-0.20169846908635264,-0.20169846908635264,2.0196497860927938]
[null,55.64999999999791,-0.19507784374031417,0.1095187165775401,719.1543333333334,2.0200654237955598,-0.19507784374031417,-0.19507784374031417,2.0200654237955598]
[null,55.674999999997908,-0.175074903241701,0.10957731407169609,719.1543333333334,2.0204702293323464,-0.175074903241701,-0.175074903241701,2.0204702293323464]
[null,55.699999999997907,-0.1464488843324406,0.10963597430406852,719.1543333333334,2.020864096817399,-0.1464488843324406,-0.1464488843324406,2.020864096817399]
[null,55.724999999997905,-0.1257896298415575,0.10969469737546866,719.1543333333334,2.0212469210677178,-0.1257896298415575,-0.1257896298415575,2.0212469210677178]
[null,55.749999999997904,-0.11670282685231539,0.10975348338692389,719.1543333333334,2.0216185976696055,-0.11670282685231539,-0.11670282685231539,2.0216185976696055]
[null,55.774999999997902,-0.10330726621049205,0.10981233243967828,719.1543333333334,2.0219790230458869,-0.10330726621049205,-0.10330726621049205,2.0219790230458869]
[null,55.799999999997901,-8.5111805174747798E-2,0.10987124463519313,719.1543333333334,2.0223280945237567,-8.5111805174747798E-2,-8.5111805174747798E-2,2.0223280945237567]
[null,55.8249999999979,-6.8138770341760135E-2,0.10993022007514761,719.1543333333334,2.0226657104032206,-6.8138770341760135E-2,-6.8138770341760135E-2,2.0226657104032206]
[null,55.849999999997898,-3.6861534304492599E-2,0.10998925886143932,719.1543333333334,2.022991770026076,-3.6861534304492599E-2,-3.6861534304492599E-2,2.022991770026076]
[null,55.874999999997897,1.0632021764987939E-2,0.11004836109618485,719.1543333333334,2.023306173845413,1.0632021764987939E-2,1.0632021764987939E-2,2.023306173845413]
[null,55.899999999997895,5.5657943187447649E-2,0.11010752688172043,719.1543333333334,2.0236088234955631,5.5657943187447649E-2,5.5657943187447649E-2,2.0236088234955631]
[null,55.924999999997894,7.7708238959222423E-2,0.11016675632060248,719.1543333333334,2.0238996218624843,7.7708238959222423E-2,7.7708238959222423E-2,2.0238996218624843]
[null,55.949999999997893,7.4935958059482707E-2,0.11022604951560819,719.1543333333334,2.0241784731545094,7.4935958059482707E-2,7.4935958059482707E-2,2.0241784731545094]
[null,55.974999999997891,7.1056619168342244E-2,0.11028540656973614,719.1543333333334,2.0244452829734345,7.1056619168342244E-2,7.1056619168342244E-2,2.0244452829734345]
[null,55.99999999999789,7.3987316119495647E-2,0.1103448275862069,719.1543333333334,2.0246999583858889,7.3987316119495647E-2,7.3987316119495647E-2,2.0246999583858889]
[null,56.024999999997888,7.4919003833244582E-2,0.11040431266846361,719.1543333333334,2.0249424079949412,7.4919003833244582E-2,7.4919003833244582E-2,2.0249424079949412]
[null,56.049999999997887,7.5481142396956663E-2,0.1104638619201726,719.1543333333334,2.0251725420119016,7.5481142396956663E-2,7.5481142396956663E-2,2.0251725420119016]
[null,56.074999999997885,7.5564588979223135E-2,0.11052347544522396,719.1543333333334,2.0253902723282611,7.5564588979223135E-2,7.5564588979223135E-2,2.0253902723282611]
[null,56.099999999997884,7.218275066426133E-2,0.11058315334773218,719.1543333333334,2.0255955125877327,7.218275066426133E-2,7.218275066426133E-2,2.0255955125877327]
[null,56.124999999997883,6.688230323163441E-2,0.11064289573203674,719.1543333333334,2.0257881782583294,6.688230323163441E-2,6.688230323163441E-2,2.0257881782583294]
[null,56.149999999997881,5.5217133305252908E-2,0.1107027027027027,719.1543333333334,2.0259681867044437,5.5217133305252908E-2,5.5217133305252908E-2,2.0259681867044437]
[null,56.17499999999788,4.2377618302087215E-2,0.11076257436452136,719.1543333333334,2.0261354572588708,4.2377618302087215E-2,4.2377618302087215E-2,2.0261354572588708]
[null,56.199999999997878,4.4419410469764498E-2,0.11082251082251082,719.1543333333334,2.0262899112947244,4.4419410469764498E-2,4.4419410469764498E-2,2.0262899112947244]
[null,56.224999999997877,5.3085404265577354E-2,0.11088251218191662,719.1543333333334,2.0264314722971943,5.3085404265577354E-2,5.3085404265577354E-2,2.0264314722971943]
[null,56.249999999997875,5.1406008683742746E-2,0.11094257854821235,719.1543333333334,2.0265600659351035,5.1406008683742746E-2,5.1406008683742746E-2,2.0265600659351035]
[null,56.274999999997874,3.1527973148744198E-2,0.11100271002710027,719.1543333333334,2.0266756201321927,3.1527973148744198E-2,3.1527973148744198E-2,2.0266756201321927]
[null,56.299999999997873,-2.6930728740327523E-3,0.11106290672451193,719.1543333333334,2.0267780651381035,-2.6930728740327523E-3,-2.6930728740327523E-3,2.0267780651381035]
[null,56.324999999997871,-2.4571707105145342E-2,0.1111231687466088,719.1543333333334,2.0268673335989886,-2.4571707105145342E-2,-2.4571707105145342E-2,2.0268673335989886]
[null,56.34999999999787,-2.9913877828905356E-2,0.11118349619978285,719.1543333333334,2.0269433606277039,-2.9913877828905356E-2,-2.9913877828905356E-2,2.0269433606277039]
[null,56.374999999997868,-3.6608545459843628E-2,0.11124388919065725,719.1543333333334,2.0270060838735384,-3.6608545459843628E-2,-3.6608545459843628E-2,2.0270060838735384]
[null,56.399999999997867,-4.6693396063970383E-2,0.11130434782608696,719.1543333333334,2.0270554435914097,-4.6693396063970383E-2,-4.6693396063970383E-2,2.0270554435914097]
[null,56.424999999997866,-5.9554501214611325E-2,0.11136487221315933,719.1543333333334,2.0270913827104842,-5.9554501214611325E-2,-5.9554501214611325E-2,2.0270913827104842]
[null,56.449999999997864,-6.8851245208444239E-2,0.11142546245919478,719.1543333333334,2.0271138469021714,-6.8851245208444239E-2,-6.8851245208444239E-2,2.0271138469021714]
[null,56.474999999997863,-7.5281267964194792E-2,0.11148611867174742,719.1543333333334,2.0271227846474296,-7.5281267964194792E-2,-7.5281267964194792E-2,2.0271227846474296]
[null,56.499999999997861,-8.315107540127209E-2,0.11154684095860566,719.1543333333334,2.0271181473033364,-8.315107540127209E-2,-8.315107540127209E-2,2.0271181473033364]
[null,56.52499999999786,-7.4284412443342454E-2,0.11160762942779291,719.1543333333334,2.0270998891688641,-7.4284412443342454E-2,-7.4284412443342454E-2,2.0270998891688641]
[null,56.549999999997858,-4.6493521631208512E-2,0.11166848418756815,719.1543333333334,2.0270679675498204,-4.6493521631208512E-2,-4.6493521631208512E-2,2.0270679675498204]
[null,56.574999999997857,-2.7288224495148197E-2,0.11172940534642663,719.1543333333334,2.0270223428228835,-2.7288224495148197E-2,-2.7288224495148197E-2,2.0270223428228835]
[null,56.599999999997856,-3.0097460309891393E-2,0.11179039301310044,719.1543333333334,2.0269629784986907,-3.0097460309891393E-2,-3.0097460309891393E-2,2.0269629784986907]
[null,56.624999999997854,-3.7455197132616504E-2,0.11185144729655926,719.1543333333334,2.0268898412839258,-3.7455197132616504E-2,-3.7455197132616504E-2,2.0268898412839258]
[null,56.649999999997853,-2.4581508767189494E-2,0.11191256830601093,719.1543333333334,2.0268029011423501,-2.4581508767189494E-2,-2.4581508767189494E-2,2.0268029011423501]
[null,56.674999999997851,1.0865274830657266E-3,0.11197375615090213,719.1543333333334,2.0267021313547309,1.0865274830657266E-3,1.0865274830657266E-3,2.0267021313547309]
[null,56.69999999999785,1.0484599469650722E-2,0.11203501094091904,719.1543333333334,2.0265875085776068,1.0484599469650722E-2,1.0484599469650722E-2,2.0265875085776068]
[null,56.724999999997848,6.400882679403452E-3,0.11209633278598796,719.1543333333334,2.0264590129008453,6.400882679403452E-3,6.400882679403452E-3,2.0264590129008453]
[null,56.749999999997847,-3.2546816181749541E-3,0.11215772179627602,719.1543333333334,2.0263166279039417,-3.2546816181749541E-3,-3.2546816181749541E-3,2.0263166279039417]
[null,56.774999999997846,-3.0287930445286833E-2,0.11221917808219178,719.1543333333334,2.0261603407110074,-3.0287930445286833E-2,-3.0287930445286833E-2,2.0261603407110074]
[null,56.799999999997844,-6.2786797955956139E-2,0.11228070175438597,719.1543333333334,2.025990142044396,-6.2786797955956139E-2,-6.2786797955956139E-2,2.025990142044396]
[null,56.824999999997843,-8.6432910272406807E-2,0.11234229292375206,719.1543333333334,2.0258060262769195,-8.6432910272406807E-2,-8.6432910272406807E-2,2.0258060262769195]
[null,56.849999999997841,-9.8560877593135657E-2,0.112403951701427,719.1543333333334,2.0256079914826115,-9.8560877593135657E-2,-9.8560877593135657E-2,2.0256079914826115]
[null,56.87499999999784,-8.7887397446799354E-2,0.11246567819879187,719.1543333333334,2.025396039485976,-8.7887397446799354E-2,-8.7887397446799354E-2,2.025396039485976]
[null,56.899999999997839,-6.0429233324591283E-2,0.11252747252747253,719.1543333333334,2.0251701759096905,-6.0429233324591283E-2,-6.0429233324591283E-2,2.0251701759096905]
[null,56.924999999997837,-3.6241645407656516E-2,0.1125893347993403,719.1543333333334,2.0249304102207022,-3.6241645407656516E-2,-3.6241645407656516E-2,2.0249304102207022]
[null,56.949999999997836,-3.2293959791992774E-2,0.11265126512651265,719.1543333333334,2.0246767557746841,-3.2293959791992774E-2,-3.2293959791992774E-2,2.0246767557746841]
[null,56.974999999997834,-5.3554294584979019E-2,0.11271326362135388,719.1543333333334,2.0244092298587928,-5.3554294584979019E-2,-5.3554294584979019E-2,2.0244092298587928]
[null,56.999999999997833,-7.9252398095828555E-2,0.11277533039647578,719.1543333333334,2.024127853732701,-7.9252398095828555E-2,-7.9252398095828555E-2,2.024127853732701]
[null,57.024999999997831,-8.9856604333394319E-2,0.1128374655647383,719.1543333333334,2.023832652667839,-8.9856604333394319E-2,-8.9856604333394319E-2,2.023832652667839]
[null,57.04999999999783,-8.9566925483526502E-2,0.11289966923925028,719.1543333333334,2.0235236559848246,-8.9566925483526502E-2,-8.9566925483526502E-2,2.0235236559848246]
[null,57.074999999997829,-8.9638053760791619E-2,0.11296194153337011,719.1543333333334,2.0232008970890254,-8.9638053760791619E-2,-8.9638053760791619E-2,2.0232008970890254]
[null,57.099999999997827,-8.5909448537300606E-2,0.1130242825607064,719.1543333333334,2.0228644135042178,-8.5909448537300606E-2,-8.5909448537300606E-2,2.0228644135042178]
[null,57.124999999997826,-6.2698847907345298E-2,0.11308669243511872,719.1543333333334,2.0225142469043051,-6.2698847907345298E-2,-6.2698847907345298E-2,2.0225142469043051]
[null,57.149999999997824,-2.5998378752115966E-2,0.11314917127071823,719.1543333333334,2.0221504431430488,-2.5998378752115966E-2,-2.5998378752115966E-2,2.0221504431430488]
[null,57.174999999997823,-6.2912100284247038E-3,0.11321171918186844,719.1543333333334,2.0217730522817901,-6.2912100284247038E-3,-6.2912100284247038E-3,2.0217730522817901]
[null,57.199999999997821,-1.181683077827847E-2,0.11327433628318584,719.1543333333334,2.0213821286151017,-1.181683077827847E-2,-1.181683077827847E-2,2.0213821286151017]
[null,57.22499999999782,-1.6512754081597615E-2,0.11333702268954067,719.1543333333334,2.0209777306943639,-1.6512754081597615E-2,-1.6512754081597615E-2,2.0209777306943639]
[null,57.249999999997819,1.908410090943445E-3,0.11339977851605759,719.1543333333334,2.0205599213492045,1.908410090943445E-3,1.908410090943445E-3,2.0205599213492045]
[null,57.274999999997817,4.4388283570030301E-2,0.11346260387811634,719.1543333333334,2.0201287677067845,4.4388283570030301E-2,4.4388283570030301E-2,2.0201287677067845]
[null,57.299999999997816,8.9867598089470702E-2,0.11352549889135255,719.1543333333334,2.0196843412088961,8.9867598089470702E-2,8.9867598089470702E-2,2.0196843412088961]
[null,57.324999999997814,0.11545576403955643,0.11358846367165834,719.1543333333334,2.0192267176268373,0.11545576403955643,0.11545576403955643,2.0192267176268373]
[null,57.349999999997813,0.11801571974664012,0.11365149833518313,719.1543333333334,2.01875597707404,0.11801571974664012,0.11801571974664012,2.01875597707404]
[null,57.374999999997812,0.10354859902460206,0.11371460299833426,719.1543333333334,2.0182722040164176,0.10354859902460206,0.10354859902460206,2.0182722040164176]
[null,57.39999999999781,8.2058852357829518E-2,0.11377777777777778,719.1543333333334,2.0177754872804119,8.2058852357829518E-2,8.2058852357829518E-2,2.0177754872804119]
[null,57.424999999997809,6.4554011131509201E-2,0.11384102279043913,719.1543333333334,2.0172659200587129,6.4554011131509201E-2,6.4554011131509201E-2,2.0172659200587129]
[null,57.449999999997807,6.6058168890584329E-2,0.1139043381535039,719.1543333333334,2.0167435999136205,6.6058168890584329E-2,6.6058168890584329E-2,2.0167435999136205]
[null,57.474999999997806,9.4972144736110209E-2,0.11396772398441847,719.1543333333334,2.0162086287780348,9.4972144736110209E-2,9.4972144736110209E-2,2.0162086287780348]
[null,57.499999999997804,0.13645171886713986,0.11403118040089087,719.1543333333334,2.0156611129540538,0.13645171886713986,0.13645171886713986,2.0156611129540538]
[null,57.524999999997803,0.17148471338085802,0.11409470752089136,719.1543333333334,2.0167889900775147,0.17148471338085802,0.17148471338085802,2.0167889900775147]
[null,57.549999999997802,0.18593236323370066,0.11415830546265329,719.1543333333334,2.0179394741946712,0.18593236323370066,0.18593236323370066,2.0179394741946712]
[null,57.5749999999978,0.17971916913695038,0.11422197434467374,719.1543333333334,2.0190712126724937,0.17971916913695038,0.17971916913695038,2.0190712126724937]
[null,57.599999999997799,0.16888197474350114,0.11428571428571428,719.1543333333334,2.0201841924203983,0.16888197474350114,0.16888197474350114,2.0201841924203983]
[null,57.624999999997797,0.16342933663940745,0.11434952540480178,719.1543333333334,2.0212784045472514,0.16342933663940745,0.16342933663940745,2.0212784045472514]
[null,57.649999999997796,0.16413121511469267,0.11441340782122905,719.1543333333334,2.0223538443866187,0.16413121511469267,0.16413121511469267,2.0223538443866187]
[null,57.674999999997794,0.16239168501166928,0.11447736165455562,719.1543333333334,2.0234105115196632,0.16239168501166928,0.16239168501166928,2.0234105115196632]
[null,57.699999999997793,0.15213172903967551,0.1145413870246085,719.1543333333334,2.024448409795677,0.15213172903967551,0.15213172903967551,2.024448409795677]
[null,57.724999999997792,0.13422157584234684,0.11460548405148294,719.1543333333334,2.0254675473501833,0.13422157584234684,0.13422157584234684,2.0254675473501833]
[null,57.74999999999779,0.10944006018750317,0.11466965285554312,719.1543333333334,2.0264679366205964,0.10944006018750317,0.10944006018750317,2.0264679366205964]
[null,57.774999999997789,9.4869757104218119E-2,0.11473389355742297,719.1543333333334,2.027449594359394,9.4869757104218119E-2,9.4869757104218119E-2,2.027449594359394]
[null,57.799999999997787,9.316863892001577E-2,0.11479820627802691,719.1543333333334,2.0284125416447707,9.316863892001577E-2,9.316863892001577E-2,2.0284125416447707]
[null,57.824999999997786,8.308233131207178E-2,0.11486259113853056,719.1543333333334,2.0293568038887408,8.308233131207178E-2,8.308233131207178E-2,2.0293568038887408]
[null,57.849999999997785,6.4954289816603006E-2,0.1149270482603816,719.1543333333334,2.0302824108426711,6.4954289816603006E-2,6.4954289816603006E-2,2.0302824108426711]
[null,57.874999999997783,4.135864281418955E-2,0.11499157776530039,719.1543333333334,2.0311893966001993,4.135864281418955E-2,4.135864281418955E-2,2.0311893966001993]
[null,57.899999999997782,1.3087205652115094E-2,0.1150561797752809,719.1543333333334,2.0320777995975332,1.3087205652115094E-2,1.3087205652115094E-2,2.0320777995975332]
[null,57.92499999999778,7.0451432764572107E-3,0.11512085441259134,719.1543333333334,2.0329476626110914,7.0451432764572107E-3,7.0451432764572107E-3,2.0329476626110914]
[null,57.949999999997779,3.7837064587654692E-2,0.11518560179977502,719.1543333333334,2.033799032752468,3.7837064587654692E-2,3.7837064587654692E-2,2.033799032752468]
[null,57.974999999997777,7.3409547878470011E-2,0.11525042205965109,719.1543333333334,2.0346319614607129,7.3409547878470011E-2,7.3409547878470011E-2,2.0346319614607129]
[null,57.999999999997776,8.067403645688459E-2,0.11531531531531532,719.1543333333334,2.0354465044918881,8.067403645688459E-2,8.067403645688459E-2,2.0354465044918881]
[null,58.024999999997775,6.8187248832410188E-2,0.11538028169014085,719.1543333333334,2.0362427219059134,6.8187248832410188E-2,6.8187248832410188E-2,2.0362427219059134]
[null,58.049999999997773,4.7547730120507462E-2,0.11544532130777903,719.1543333333334,2.0370206780506526,4.7547730120507462E-2,4.7547730120507462E-2,2.0370206780506526]
[null,58.074999999997772,1.5996312455793023E-2,0.11551043429216018,719.1543333333334,2.0377804415432719,1.5996312455793023E-2,1.5996312455793023E-2,2.0377804415432719]
[null,58.09999999999777,-1.3101378325611149E-2,0.11557562076749435,719.1543333333334,2.0385220852488173,-1.3101378325611149E-2,-1.3101378325611149E-2,2.0385220852488173]
[null,58.124999999997769,-3.0512441488051267E-2,0.11564088085827216,719.1543333333334,2.0392456862560415,-3.0512441488051267E-2,-3.0512441488051267E-2,2.0392456862560415]
[null,58.149999999997767,-4.2954724268650255E-2,0.11570621468926554,719.1543333333334,2.0399513258504478,-4.2954724268650255E-2,-4.2954724268650255E-2,2.0399513258504478]
[null,58.174999999997766,-3.9890512785870635E-2,0.11577162238552854,719.1543333333334,2.0406390894845647,-3.9890512785870635E-2,-3.9890512785870635E-2,2.0406390894845647]
[null,58.199999999997765,-6.4953230177463104E-3,0.11583710407239819,719.1543333333334,2.0413090667454523,-6.4953230177463104E-3,-6.4953230177463104E-3,2.0413090667454523]
[null,58.224999999997763,3.7209758216839306E-2,0.1159026598754952,719.1543333333334,2.0419613513194226,3.7209758216839306E-2,3.7209758216839306E-2,2.0419613513194226]
[null,58.249999999997762,6.049797741379178E-2,0.1159682899207248,719.1543333333334,2.0425960409540092,6.049797741379178E-2,6.049797741379178E-2,2.0425960409540092]
[null,58.27499999999776,6.3095947675019193E-2,0.11603399433427762,719.1543333333334,2.0432132374171639,6.3095947675019193E-2,6.3095947675019193E-2,2.0432132374171639]
[null,58.299999999997759,5.4572210433736751E-2,0.11609977324263039,719.1543333333334,2.0438130464537063,5.4572210433736751E-2,5.4572210433736751E-2,2.0438130464537063]
[null,58.324999999997758,4.0565635372873839E-2,0.1161656267725468,719.1543333333334,2.044395577739039,4.0565635372873839E-2,4.0565635372873839E-2,2.044395577739039]
[null,58.349999999997756,3.0361178000831782E-2,0.11623155505107832,719.1543333333334,2.0449609448301276,3.0361178000831782E-2,3.0361178000831782E-2,2.0449609448301276]
[null,58.374999999997755,2.178922717868418E-2,0.11629755820556502,719.1543333333334,2.0455092651137798,2.178922717868418E-2,2.178922717868418E-2,2.0455092651137798]
[null,58.399999999997753,1.0427511410988943E-2,0.11636363636363636,719.1543333333334,2.0460406597522325,1.0427511410988943E-2,1.0427511410988943E-2,2.0460406597522325]
[null,58.424999999997752,6.3750539753691833E-4,0.11642978965321205,719.1543333333334,2.0465552536260687,6.3750539753691833E-4,6.3750539753691833E-4,2.0465552536260687]
[null,58.44999999999775,-7.0635545065126162E-3,0.11649601820250284,719.1543333333334,2.0470531752744914,-7.0635545065126162E-3,-7.0635545065126162E-3,2.0470531752744914]
[null,58.474999999997749,-1.5428875696381688E-2,0.11656232214001139,719.1543333333334,2.0475345568329812,-1.5428875696381688E-2,-1.5428875696381688E-2,2.0475345568329812]
[null,58.499999999997748,-2.252633865537098E-2,0.11662870159453304,719.1543333333334,2.0479995339683628,-2.252633865537098E-2,-2.252633865537098E-2,2.0479995339683628]
[null,58.524999999997746,-2.1511469269140302E-2,0.11669515669515669,719.1543333333334,2.0484482458113153,-2.1511469269140302E-2,-2.1511469269140302E-2,2.0484482458113153]
[null,58.549999999997745,-1.0623412196976351E-2,0.11676168757126568,719.1543333333334,2.0488808348863605,-1.0623412196976351E-2,-1.0623412196976351E-2,2.0488808348863605]
[null,58.574999999997743,-1.5362118430569923E-3,0.11682829435253851,719.1543333333334,2.0492974470393626,-1.5362118430569923E-3,-1.5362118430569923E-3,2.0492974470393626]
[null,58.599999999997742,-9.2669416430234998E-3,0.11689497716894977,719.1543333333334,2.0496982313625809,-9.2669416430234998E-3,-9.2669416430234998E-3,2.0496982313625809]
[null,58.62499999999774,-3.3542479608569285E-2,0.11696173615077099,719.1543333333334,2.0500833401173204,-3.3542479608569285E-2,-3.3542479608569285E-2,2.0500833401173204]
[null,58.649999999997739,-5.936217671072113E-2,0.11702857142857143,719.1543333333334,2.050452928654217,-5.936217671072113E-2,-5.936217671072113E-2,2.050452928654217]
[null,58.674999999997738,-7.6413889749845754E-2,0.11709548313321898,719.1543333333334,2.0508071553312059,-7.6413889749845754E-2,-7.6413889749845754E-2,2.0508071553312059]
[null,58.699999999997736,-9.2330596815254601E-2,0.11716247139588101,719.1543333333334,2.0511461814292327,-9.2330596815254601E-2,-9.2330596815254601E-2,2.0511461814292327]
[null,58.724999999997735,-0.11564120088903729,0.11722953634802519,719.1543333333334,2.0514701710657448,-0.11564120088903729,-0.11564120088903729,2.0514701710657448]
[null,58.749999999997733,-0.13683689769449017,0.11729667812142039,719.1543333333334,2.0517792911060209,-0.13683689769449017,-0.13683689769449017,2.0517792911060209]
[null,58.774999999997732,-0.14566846010591089,0.11736389684813754,719.1543333333334,2.0520737110724041,-0.14566846010591089,-0.14566846010591089,2.0520737110724041]
[null,58.799999999997731,-0.13852967122046581,0.11743119266055047,719.1543333333334,2.0523536030514866,-0.13852967122046581,-0.13852967122046581,2.0523536030514866]
[null,58.824999999997729,-0.12216539907334563,0.11749856569133678,719.1543333333334,2.0526191415993122,-0.12216539907334563,-0.12216539907334563,2.0526191415993122]
[null,58.849999999997728,-0.11785809842458149,0.11756601607347876,719.1543333333334,2.0528705036446624,-0.11785809842458149,-0.11785809842458149,2.0528705036446624]
[null,58.874999999997726,-0.1287028427469025,0.11763354394026422,719.1543333333334,2.0531078683904851,-0.1287028427469025,-0.1287028427469025,2.0531078683904851]
[null,58.899999999997725,-0.14289405992789153,0.11770114942528735,719.1543333333334,2.0533314172135446,-0.14289405992789153,-0.14289405992789153,2.0533314172135446]
[null,58.924999999997723,-0.15508653278126133,0.11776883266244968,719.1543333333334,2.053541333562352,-0.15508653278126133,-0.15508653278126133,2.053541333562352]
[null,58.949999999997722,-0.15823511803055468,0.11783659378596087,719.1543333333334,2.0537378028534619,-0.15823511803055468,-0.15823511803055468,2.0537378028534619]
[null,58.974999999997721,-0.1501761650070069,0.11790443293033967,719.1543333333334,2.0539210123661937,-0.1501761650070069,-0.1501761650070069,2.0539210123661937]
[null,58.999999999997719,-0.12488350592205824,0.11797235023041475,719.1543333333334,2.0540911511358719,-0.12488350592205824,-0.12488350592205824,2.0540911511358719]
[null,59.024999999997718,-7.5546707568737506E-2,0.11804034582132565,719.1543333333334,2.0542484098456515,-7.5546707568737506E-2,-7.5546707568737506E-2,2.0542484098456515]
[null,59.049999999997716,-1.6312217374373182E-2,0.11810841983852365,719.1543333333334,2.0543929807170178,-1.6312217374373182E-2,-1.6312217374373182E-2,2.0543929807170178]
[null,59.074999999997715,2.6983313332644566E-2,0.11817657241777264,719.1543333333334,2.0545250573990366,2.6983313332644566E-2,2.6983313332644566E-2,2.0545250573990366]
[null,59.099999999997713,3.7411751927880953E-2,0.11824480369515011,719.1543333333334,2.0546448348564428,3.7411751927880953E-2,3.7411751927880953E-2,2.0546448348564428]
[null,59.124999999997712,3.0352965797497682E-2,0.11831311380704795,719.1543333333334,2.0547525092566579,3.0352965797497682E-2,3.0352965797497682E-2,2.0547525092566579]
[null,59.149999999997711,2.9190674115929804E-2,0.11838150289017341,719.1543333333334,2.0548482778558168,2.9190674115929804E-2,2.9190674115929804E-2,2.0548482778558168]
[null,59.174999999997709,3.3346843732366974E-2,0.11844997108155003,719.1543333333334,2.0549323388838965,3.3346843732366974E-2,3.3346843732366974E-2,2.0549323388838965]
[null,59.199999999997708,3.776646612995941E-2,0.11851851851851852,719.1543333333334,2.0550048914290406,3.776646612995941E-2,3.776646612995941E-2,2.0550048914290406]
[null,59.224999999997706,3.6138595501302044E-2,0.1185871453387377,719.1543333333334,2.0550661353211672,3.6138595501302044E-2,3.6138595501302044E-2,2.0550661353211672]
[null,59.249999999997705,2.4710784742256017E-2,0.1186558516801854,719.1543333333334,2.0551162710149598,2.4710784742256017E-2,2.4710784742256017E-2,2.0551162710149598]
[null,59.274999999997704,1.4194925917978621E-2,0.11872463768115941,719.1543333333334,2.0551554994723302,1.4194925917978621E-2,1.4194925917978621E-2,2.0551554994723302]
[null,59.299999999997702,1.3972799063278986E-2,0.11879350348027842,719.1543333333334,2.0551840220444517,1.3972799063278986E-2,1.3972799063278986E-2,2.0551840220444517]
[null,59.324999999997701,1.9186620996219737E-2,0.11886244921648288,719.1543333333334,2.0552020403534614,1.9186620996219737E-2,1.9186620996219737E-2,2.0552020403534614]
[null,59.349999999997699,1.8010554005833335E-2,0.118931475029036,719.1543333333334,2.055209756173928,1.8010554005833335E-2,1.8010554005833335E-2,2.055209756173928]
[null,59.374999999997698,8.7428176334549551E-3,0.1190005810575247,719.1543333333334,2.0552073713141832,8.7428176334549551E-3,8.7428176334549551E-3,2.0552073713141832]
[null,59.399999999997696,1.0401815161846632E-2,0.11906976744186047,719.1543333333334,2.0551950874976117,1.0401815161846632E-2,1.0401815161846632E-2,2.0551950874976117]
[null,59.424999999997695,4.0676367662992381E-2,0.1191390343222804,719.1543333333334,2.0551731062440117,4.0676367662992381E-2,4.0676367662992381E-2,2.0551731062440117]
[null,59.449999999997694,8.4591522357061286E-2,0.11920838183934808,719.1543333333334,2.0551416287511106,8.4591522357061286E-2,8.4591522357061286E-2,2.0551416287511106]
[null,59.474999999997692,0.11241181815532719,0.11927781013395457,719.1543333333334,2.0551008557763497,0.11241181815532719,0.11241181815532719,2.0551008557763497]
[null,59.499999999997691,0.1115229133718512,0.11934731934731935,719.1543333333334,2.0550509875190226,0.1115229133718512,0.1115229133718512,2.0550509875190226]
[null,59.524999999997689,8.7017698622733994E-2,0.11941690962099126,719.1543333333334,2.0549922235028881,8.7017698622733994E-2,8.7017698622733994E-2,2.0549922235028881]
[null,59.549999999997688,5.21700085036041E-2,0.11948658109684948,719.1543333333334,2.0549247624593354,5.21700085036041E-2,5.21700085036041E-2,2.0549247624593354]
[null,59.574999999997686,1.393849324612507E-2,0.11955633391710449,719.1543333333334,2.0548488022112168,1.393849324612507E-2,1.393849324612507E-2,2.0548488022112168]
[null,59.599999999997685,-2.7799235470360555E-2,0.11962616822429907,719.1543333333334,2.054764539557441,-2.7799235470360555E-2,-2.7799235470360555E-2,2.054764539557441]
[null,59.624999999997684,-6.4202475846850376E-2,0.11969608416130918,719.1543333333334,2.054672170158423,-6.4202475846850376E-2,-6.4202475846850376E-2,2.054672170158423]
[null,59.649999999997682,-8.0434160646591812E-2,0.11976608187134503,719.1543333333334,2.0545718884224979,-8.0434160646591812E-2,-8.0434160646591812E-2,2.0545718884224979]
[null,59.674999999997681,-7.8844701936755412E-2,0.11983616149795202,719.1543333333334,2.054463887393378,-7.8844701936755412E-2,-7.8844701936755412E-2,2.054463887393378]
[null,59.699999999997679,-7.5199145930853237E-2,0.11990632318501171,719.1543333333334,2.054348358638769,-7.5199145930853237E-2,-7.5199145930853237E-2,2.054348358638769]
[null,59.724999999997678,-6.8499047649322992E-2,0.11997656707674283,719.1543333333334,2.0542254921402203,-6.8499047649322992E-2,-6.8499047649322992E-2,2.0542254921402203]
[null,59.749999999997677,-5.4768641039294047E-2,0.12004689331770223,719.1543333333334,2.054095476184318,-5.4768641039294047E-2,-5.4768641039294047E-2,2.054095476184318]
[null,59.774999999997675,-4.1599180898944869E-2,0.12011730205278592,719.1543333333334,2.0539584972552976,-4.1599180898944869E-2,-4.1599180898944869E-2,2.0539584972552976]
[null,59.799999999997674,-2.6728337664608342E-2,0.12018779342723004,719.1543333333334,2.0538147399291775,-2.6728337664608342E-2,-2.6728337664608342E-2,2.0538147399291775]
[null,59.824999999997672,-1.2295125395046685E-2,0.12025836758661186,719.1543333333334,2.0536643867694937,-1.2295125395046685E-2,-1.2295125395046685E-2,2.0536643867694937]
[null,59.849999999997671,-5.947754492207683E-3,0.12032902467685076,719.1543333333334,2.0535076182247205,-5.947754492207683E-3,-5.947754492207683E-3,2.0535076182247205]
[null,59.874999999997669,1.2098429879704288E-3,0.12039976484420929,719.1543333333334,2.0533446125274617,1.2098429879704288E-3,1.2098429879704288E-3,2.0533446125274617]
[null,59.899999999997668,1.5332316079759054E-2,0.12047058823529412,719.1543333333334,2.0531755455954972,1.5332316079759054E-2,1.5332316079759054E-2,2.0531755455954972]
[null,59.924999999997667,3.6556093322419082E-2,0.12054149499705709,719.1543333333334,2.0530005909347513,3.6556093322419082E-2,3.6556093322419082E-2,2.0530005909347513]
[null,59.949999999997665,6.854010866599379E-2,0.12061248527679623,719.1543333333334,2.0528199195442722,6.854010866599379E-2,6.854010866599379E-2,2.0528199195442722]
[null,59.974999999997664,0.10069485836598346,0.12068355922215675,719.1543333333334,2.0526336998232795,0.10069485836598346,0.10069485836598346,2.0526336998232795]
[null,59.999999999997662,0.11249844365501327,0.12075471698113208,719.1543333333334,2.0524420974803643,0.11249844365501327,0.11249844365501327,2.0524420974803643]
[null,60.024999999997661,0.10351906158357772,0.1208259587020649,719.1543333333334,2.0522452754448932,0.10351906158357772,0.10351906158357772,2.0522452754448932]
[null,60.049999999997659,9.1710840373310898E-2,0.12089728453364817,719.1543333333334,2.0520433937806888,9.1710840373310898E-2,9.1710840373310898E-2,2.0520433937806888]
[null,60.074999999997658,8.6920079366971534E-2,0.12096869462492617,719.1543333333334,2.0518366096020433,8.6920079366971534E-2,8.6920079366971534E-2,2.0518366096020433]
[null,60.099999999997657,8.5228497935028194E-2,0.1210401891252955,719.1543333333334,2.0516250769921158,8.5228497935028194E-2,8.5228497935028194E-2,2.0516250769921158]
[null,60.124999999997655,8.0922389380296542E-2,0.12111176818450621,719.1543333333334,2.0514089469237735,8.0922389380296542E-2,8.0922389380296542E-2,2.0514089469237735]
[null,60.149999999997654,7.8164546063837936E-2,0.12118343195266272,719.1543333333334,2.0511883671829136,7.8164546063837936E-2,7.8164546063837936E-2,2.0511883671829136]
[null,60.174999999997652,7.8662444004694201E-2,0.12125518058022498,719.1543333333334,2.0509634822943208,7.8662444004694201E-2,7.8662444004694201E-2,2.0509634822943208]
[null,60.199999999997651,8.0939078696749794E-2,0.12132701421800948,719.1543333333334,2.0507344334500943,8.0939078696749794E-2,8.0939078696749794E-2,2.0507344334500943]
[null,60.22499999999765,8.7085250617902052E-2,0.12139893301719028,719.1543333333334,2.0505013584406759,8.7085250617902052E-2,8.7085250617902052E-2,2.0505013584406759]
[null,60.249999999997648,7.8797680449922788E-2,0.12147093712930011,719.1543333333334,2.0502643915885184,7.8797680449922788E-2,7.8797680449922788E-2,2.0502643915885184]
[null,60.274999999997647,4.7681244652133602E-2,0.12154302670623146,719.1543333333334,2.0500236636844171,4.7681244652133602E-2,4.7681244652133602E-2,2.0500236636844171]
[null,60.299999999997645,1.4928990932137971E-2,0.12161520190023753,719.1543333333334,2.0497793019265225,1.4928990932137971E-2,1.4928990932137971E-2,2.0497793019265225]
[null,60.324999999997644,-1.5192443713293376E-2,0.12168746286393345,719.1543333333334,2.049531429862061,-1.5192443713293376E-2,-1.5192443713293376E-2,2.049531429862061]
[null,60.349999999997642,-4.7048640085618758E-2,0.12175980975029727,719.1543333333334,2.0492801673317693,-4.7048640085618758E-2,-4.7048640085618758E-2,2.0492801673317693]
[null,60.374999999997641,-7.0244538222508188E-2,0.12183224271267103,719.1543333333334,2.049025630417046,-7.0244538222508188E-2,-7.0244538222508188E-2,2.049025630417046]
[null,60.39999999999764,-7.6797611573378749E-2,0.1219047619047619,719.1543333333334,2.0487679313898459,-7.6797611573378749E-2,-7.6797611573378749E-2,2.0487679313898459]
[null,60.424999999997638,-7.3383719174435175E-2,0.12197736748064324,719.1543333333334,2.048507178665282,-7.3383719174435175E-2,-7.3383719174435175E-2,2.048507178665282]
[null,60.449999999997637,-7.2262620964430591E-2,0.12205005959475566,719.1543333333334,2.0482434767569631,-7.2262620964430591E-2,-7.2262620964430591E-2,2.0482434767569631]
[null,60.474999999997635,-7.666158039879524E-2,0.12212283840190817,719.1543333333334,2.0479769262350307,-7.666158039879524E-2,-7.666158039879524E-2,2.0479769262350307]
[null,60.499999999997634,-8.4570064664478473E-2,0.12219570405727924,719.1543333333334,2.0477076236868963,-8.4570064664478473E-2,-8.4570064664478473E-2,2.0477076236868963]
[null,60.524999999997632,-9.4426827943743727E-2,0.12226865671641791,719.1543333333334,2.0474356616806455,-9.4426827943743727E-2,-9.4426827943743727E-2,2.0474356616806455]
[null,60.549999999997631,-0.10241054658835937,0.12234169653524492,719.1543333333334,2.0471611287310969,-0.10241054658835937,-0.10241054658835937,2.0471611287310969]
[null,60.57499999999763,-0.10668777997652895,0.1224148236700538,719.1543333333334,2.0468841092684742,-0.10668777997652895,-0.10668777997652895,2.0468841092684742]
[null,60.599999999997628,-0.10178509458603875,0.12248803827751197,719.1543333333334,2.0466046836096656,-0.10178509458603875,-0.10178509458603875,2.0466046836096656]
[null,60.624999999997627,-7.7162922166856079E-2,0.12256134051466187,719.1543333333334,2.0463229279320259,-7.7162922166856079E-2,-7.7162922166856079E-2,2.0463229279320259]
[null,60.649999999997625,-4.4490936111707152E-2,0.12263473053892215,719.1543333333334,2.0460389142496807,-4.4490936111707152E-2,-4.4490936111707152E-2,2.0460389142496807]
[null,60.674999999997624,-2.9064179693605339E-2,0.12270820850808868,719.1543333333334,2.0457527103922843,-2.9064179693605339E-2,-2.9064179693605339E-2,2.0457527103922843]
[null,60.699999999997623,-3.2828547738067794E-2,0.12278177458033573,719.1543333333334,2.045464379986174,-3.2828547738067794E-2,-3.2828547738067794E-2,2.045464379986174]
[null,60.724999999997621,-4.3980852320742149E-2,0.12285542891421716,719.1543333333334,2.0451739824378756,-4.3980852320742149E-2,-4.3980852320742149E-2,2.0451739824378756]
[null,60.74999999999762,-5.593888001441108E-2,0.12292917166866747,719.1543333333334,2.0448815729198864,-5.593888001441108E-2,-5.593888001441108E-2,2.0448815729198864]
[null,60.774999999997618,-5.8129551481243068E-2,0.123003003003003,719.1543333333334,2.0445872023586773,-5.8129551481243068E-2,-5.8129551481243068E-2,2.0445872023586773]
[null,60.799999999997617,-4.3760314924752387E-2,0.12307692307692308,719.1543333333334,2.04429091742485,-4.3760314924752387E-2,-4.3760314924752387E-2,2.04429091742485]
[null,60.824999999997615,-2.6334814179031312E-2,0.12315093205051113,719.1543333333334,2.0439927605253643,-2.6334814179031312E-2,-2.6334814179031312E-2,2.0439927605253643]
[null,60.849999999997614,-1.6580835896335508E-2,0.12322503008423585,719.1543333333334,2.0436927697977758,-1.6580835896335508E-2,-1.6580835896335508E-2,2.0436927697977758]
[null,60.874999999997613,-1.5482255018053583E-2,0.12329921733895244,719.1543333333334,2.0433909791063916,-1.5482255018053583E-2,-1.5482255018053583E-2,2.0433909791063916]
[null,60.899999999997611,-2.3383719174435116E-2,0.12337349397590361,719.1543333333334,2.0430874180402743,-2.3383719174435116E-2,-2.3383719174435116E-2,2.0430874180402743]
[null,60.92499999999761,-3.0438266748258908E-2,0.12344786015672092,719.1543333333334,2.0427821119129943,-3.0438266748258908E-2,-3.0438266748258908E-2,2.0427821119129943]
[null,60.949999999997608,-3.0924508658576357E-2,0.12352231604342581,719.1543333333334,2.0424750817640631,-3.0924508658576357E-2,-3.0924508658576357E-2,2.0424750817640631]
[null,60.974999999997607,-2.6705290513315688E-2,0.12359686179843089,719.1543333333334,2.0421663443619393,-2.6705290513315688E-2,-2.6705290513315688E-2,2.0421663443619393]
[null,60.999999999997605,-2.46203180506878E-2,0.12367149758454106,719.1543333333334,2.0418559122085265,-2.46203180506878E-2,-2.46203180506878E-2,2.0418559122085265]
[null,61.024999999997604,-3.4352706185908438E-2,0.12374622356495468,719.1543333333334,2.04154379354507,-3.4352706185908438E-2,-3.4352706185908438E-2,2.04154379354507]
[null,61.049999999997603,-4.6883733744473327E-2,0.12382103990326482,719.1543333333334,2.041229992359348,-4.6883733744473327E-2,-4.6883733744473327E-2,2.041229992359348]
[null,61.074999999997601,-5.3926095468188273E-2,0.12389594676346037,719.1543333333334,2.0409145083940743,-5.3926095468188273E-2,-5.3926095468188273E-2,2.0409145083940743]
[null,61.0999999999976,-6.4045119434576539E-2,0.12397094430992736,719.1543333333334,2.0405973371564041,-6.4045119434576539E-2,-6.4045119434576539E-2,2.0405973371564041]
[null,61.124999999997598,-7.4445874957283303E-2,0.12404603270745003,719.1543333333334,2.0402784699284493,-7.4445874957283303E-2,-7.4445874957283303E-2,2.0402784699284493]
[null,61.149999999997597,-6.8927141861838945E-2,0.12412121212121212,719.1543333333334,2.0399578937787104,-6.8927141861838945E-2,-6.8927141861838945E-2,2.0399578937787104]
[null,61.174999999997596,-4.3960321812406687E-2,0.12419648271679806,719.1543333333334,2.0396355915743141,-4.3960321812406687E-2,-4.3960321812406687E-2,2.0396355915743141]
[null,61.199999999997594,-1.4316784419065906E-2,0.12427184466019417,719.1543333333334,2.039311541993972,-1.4316784419065906E-2,-1.4316784419065906E-2,2.039311541993972]
[null,61.224999999997593,7.6319184501716921E-3,0.12434729811778993,719.1543333333334,2.0389857195415573,7.6319184501716921E-3,7.6319184501716921E-3,2.0389857195415573]
[null,61.249999999997591,2.3894730149647568E-2,0.1244228432563791,719.1543333333334,2.0386580945601973,2.3894730149647568E-2,2.3894730149647568E-2,2.0386580945601973]
[null,61.27499999999759,3.5758185050081236E-2,0.1244984802431611,719.1543333333334,2.0383286332468007,3.5758185050081236E-2,3.5758185050081236E-2,2.0383286332468007]
[null,61.299999999997588,3.6477017751604598E-2,0.1245742092457421,719.1543333333334,2.0379972976669114,3.6477017751604598E-2,3.6477017751604598E-2,2.0379972976669114]
[null,61.324999999997587,2.5443392752598069E-2,0.12465003043213634,719.1543333333334,2.0376640457698074,2.5443392752598069E-2,2.5443392752598069E-2,2.0376640457698074]
[null,61.349999999997586,8.2674370243214293E-3,0.12472594397076736,719.1543333333334,2.0373288314037512,8.2674370243214293E-3,8.2674370243214293E-3,2.0373288314037512]
[null,61.374999999997584,-1.0561423307292685E-2,0.12480195003046922,719.1543333333334,2.0369916043313054,-1.0561423307292685E-2,-1.0561423307292685E-2,2.0369916043313054]
[null,61.399999999997583,-2.4084670465472972E-2,0.1248780487804878,719.1543333333334,2.0366523102446297,-2.4084670465472972E-2,-2.4084670465472972E-2,2.0366523102446297]
[null,61.424999999997581,-2.8808144386429247E-2,0.124954240390482,719.1543333333334,2.0363108907806833,-2.8808144386429247E-2,-2.8808144386429247E-2,2.0363108907806833]
[null,61.44999999999758,-2.6644096352986923E-2,0.12503052503052503,719.1543333333334,2.0359672835362477,-2.6644096352986923E-2,-2.6644096352986923E-2,2.0359672835362477]
[null,61.474999999997578,-1.843851576345663E-2,0.12510690287110568,719.1543333333334,2.0356214220827051,-1.843851576345663E-2,-1.843851576345663E-2,2.0356214220827051]
[null,61.499999999997577,-5.9498737704884381E-4,0.12518337408312957,719.1543333333334,2.0352732359804961,-5.9498737704884381E-4,-5.9498737704884381E-4,2.0352732359804961]
[null,61.524999999997576,2.7025831353132596E-2,0.1252599388379205,719.1543333333334,2.0349226507932063,2.7025831353132596E-2,2.7025831353132596E-2,2.0349226507932063]
[null,61.549999999997574,4.3327319881214459E-2,0.12533659730722155,719.1543333333334,2.0345695881012005,4.3327319881214459E-2,4.3327319881214459E-2,2.0345695881012005]
[null,61.574999999997573,3.7563545234670363E-2,0.12541334966319656,719.1543333333334,2.0342139655147768,3.7563545234670363E-2,3.7563545234670363E-2,2.0342139655147768]
[null,61.599999999997571,2.7096429810827955E-2,0.12549019607843137,719.1543333333334,2.0338556966867674,2.7096429810827955E-2,2.7096429810827955E-2,2.0338556966867674]
[null,61.62499999999757,1.5496560146442153E-2,0.125567136725935,719.1543333333334,2.0334946913245657,1.5496560146442153E-2,1.5496560146442153E-2,2.0334946913245657]
[null,61.649999999997569,3.6135019219204496E-3,0.12564417177914111,719.1543333333334,2.0331308552015233,3.6135019219204496E-3,3.6135019219204496E-3,2.0331308552015233]
[null,61.674999999997567,4.3103471112912054E-3,0.12572130141190915,719.1543333333334,2.032764090167698,4.3103471112912054E-3,4.3103471112912054E-3,2.032764090167698]
[null,61.699999999997566,1.3802859436218989E-2,0.1257985257985258,719.1543333333334,2.0323942941599289,1.3802859436218989E-2,1.3802859436218989E-2,2.0323942941599289]
[null,61.724999999997564,2.2822110430292981E-2,0.1258758451137062,719.1543333333334,2.0320213612112137,2.2822110430292981E-2,2.2822110430292981E-2,2.0320213612112137]
[null,61.749999999997563,2.892165822929001E-2,0.12595325953259531,719.1543333333334,2.0316451814593828,2.892165822929001E-2,2.892165822929001E-2,2.0316451814593828]
[null,61.774999999997561,2.8270642432719571E-2,0.12603076923076922,719.1543333333334,2.0312656411550654,2.8270642432719571E-2,2.8270642432719571E-2,2.0312656411550654]
[null,61.79999999999756,2.8497007843978694E-2,0.12610837438423644,719.1543333333334,2.0308826226689494,2.8497007843978694E-2,2.8497007843978694E-2,2.0308826226689494]
[null,61.824999999997559,3.5082665098400752E-2,0.1261860751694393,719.1543333333334,2.0304960044983509,3.5082665098400752E-2,3.5082665098400752E-2,2.0304960044983509]
[null,61.849999999997557,3.8855510255982335E-2,0.12626387176325524,719.1543333333334,2.0301056612731032,3.8855510255982335E-2,3.8855510255982335E-2,2.0301056612731032]
[null,61.874999999997556,4.1334006204187118E-2,0.12634176434299815,719.1543333333334,2.0297114637607958,4.1334006204187118E-2,4.1334006204187118E-2,2.0297114637607958]
[null,61.899999999997554,4.574197257124088E-2,0.12641975308641976,719.1543333333334,2.029313278871399,4.574197257124088E-2,4.574197257124088E-2,2.029313278871399]
[null,61.924999999997553,4.570263346817241E-2,0.12649783817171092,719.1543333333334,2.0289109696613079,4.570263346817241E-2,4.570263346817241E-2,2.0289109696613079]
[null,61.949999999997551,3.9564938660139271E-2,0.1265760197775031,719.1543333333334,2.0285043953368591,3.9564938660139271E-2,3.9564938660139271E-2,2.0285043953368591]
[null,61.97499999999755,3.2935571291196772E-2,0.12665429808286952,719.1543333333334,2.0280934112573719,3.2935571291196772E-2,3.2935571291196772E-2,2.0280934112573719]
[null,61.999999999997549,3.1839904420549577E-2,0.12673267326732673,719.1543333333334,2.0276778689377868,3.1839904420549577E-2,3.1839904420549577E-2,2.0276778689377868]
[null,62.024999999997547,3.6204425582867739E-2,0.12681114551083592,719.1543333333334,2.0272576160509552,3.6204425582867739E-2,3.6204425582867739E-2,2.0272576160509552]
[null,62.049999999997546,5.2079541812035897E-2,0.12688971499380422,719.1543333333334,2.0268324964296749,5.2079541812035897E-2,5.2079541812035897E-2,2.0268324964296749]
[null,62.074999999997544,7.7316437387247763E-2,0.12696838189708617,719.1543333333334,2.0264023500685511,7.7316437387247763E-2,7.7316437387247763E-2,2.0264023500685511]
[null,62.099999999997543,8.6272507397605738E-2,0.12704714640198511,719.1543333333334,2.0259670131257708,8.6272507397605738E-2,8.6272507397605738E-2,2.0259670131257708]
[null,62.124999999997542,6.9848630548866572E-2,0.12712600869025451,719.1543333333334,2.0255263179248955,6.9848630548866572E-2,6.9848630548866572E-2,2.0255263179248955]
[null,62.14999999999754,4.5094930421444981E-2,0.12720496894409938,719.1543333333334,2.0250800929567827,4.5094930421444981E-2,4.5094930421444981E-2,2.0250800929567827]
[null,62.174999999997539,3.3574533692550999E-2,0.12728402734617775,719.1543333333334,2.0246281628817373,3.3574533692550999E-2,3.3574533692550999E-2,2.0246281628817373]
[null,62.199999999997537,4.3884690068797055E-2,0.12736318407960198,719.1543333333334,2.0241703485320253,4.3884690068797055E-2,4.3884690068797055E-2,2.0241703485320253]
[null,62.224999999997536,6.092223043442558E-2,0.12744243932794025,719.1543333333334,2.0237064669148661,6.092223043442558E-2,6.092223043442558E-2,2.0237064669148661]
[null,62.249999999997534,6.8258244654782821E-2,0.12752179327521793,719.1543333333334,2.0232363312160437,6.8258244654782821E-2,6.8258244654782821E-2,2.0232363312160437]
[null,62.274999999997533,6.0464466325992658E-2,0.127601246105919,719.1543333333334,2.0227597508042603,6.0464466325992658E-2,6.0464466325992658E-2,2.0227597508042603]
[null,62.299999999997532,4.5740383112531036E-2,0.12768079800498752,719.1543333333334,2.0222765312363915,4.5740383112531036E-2,4.5740383112531036E-2,2.0222765312363915]
[null,62.32499999999753,4.1080355085075772E-2,0.12776044915782908,719.1543333333334,2.0217864742637759,4.1080355085075772E-2,4.1080355085075772E-2,2.0217864742637759]
[null,62.349999999997529,4.1835612882033066E-2,0.12784019975031211,719.1543333333334,2.0212893778397008,4.1835612882033066E-2,4.1835612882033066E-2,2.0212893778397008]
[null,62.374999999997527,3.4754971694389535E-2,0.12792004996876952,719.1543333333334,2.020785036128228,3.4754971694389535E-2,3.4754971694389535E-2,2.020785036128228]
[null,62.399999999997526,2.8504160408172982E-2,0.128,719.1543333333334,2.0202732395145322,2.8504160408172982E-2,2.8504160408172982E-2,2.0202732395145322]
[null,62.424999999997524,3.3062860442876173E-2,0.12808005003126954,719.1543333333334,2.0197537746169041,3.3062860442876173E-2,3.3062860442876173E-2,2.0197537746169041]
[null,62.449999999997523,4.2235891567126857E-2,0.12816020025031288,719.1543333333334,2.0192264243005869,4.2235891567126857E-2,4.2235891567126857E-2,2.0192264243005869]
[null,62.474999999997522,4.1106846063573073E-2,0.128240450845335,719.1543333333334,2.0186909676936136,4.1106846063573073E-2,4.1106846063573073E-2,2.0186909676936136]
[null,62.49999999999752,2.1782736888952443E-2,0.12832080200501253,719.1543333333334,2.0181471802048119,2.1782736888952443E-2,2.1782736888952443E-2,2.0181471802048119]
[null,62.524999999997519,-6.0935873288351476E-3,0.1284012539184953,719.1543333333334,2.0175948335441523,-6.0935873288351476E-3,-6.0935873288351476E-3,2.0175948335441523]
[null,62.549999999997517,-3.4862789976873372E-2,0.12848180677540777,719.1543333333334,2.0170336957456003,-3.4862789976873372E-2,-3.4862789976873372E-2,2.0170336957456003]
[null,62.574999999997516,-6.1748484053755499E-2,0.12856246076585059,719.1543333333334,2.0164635311926533,-6.1748484053755499E-2,-6.1748484053755499E-2,2.0164635311926533]
[null,62.599999999997515,-8.0025272393486446E-2,0.12864321608040202,719.1543333333334,2.0158841006467294,-8.0025272393486446E-2,-8.0025272393486446E-2,2.0158841006467294]
[null,62.624999999997513,-9.1627393791044467E-2,0.12872407291011942,719.1543333333334,2.015295161278575,-9.1627393791044467E-2,-9.1627393791044467E-2,2.015295161278575]
[null,62.649999999997512,-9.8786845639717333E-2,0.12880503144654087,719.1543333333334,2.0146964667028651,-9.8786845639717333E-2,-9.8786845639717333E-2,2.0146964667028651]
[null,62.67499999999751,-0.10023934599072284,0.12888609188168659,719.1543333333334,2.0140877670161532,-0.10023934599072284,-0.10023934599072284,2.0140877670161532]
[null,62.699999999997509,-0.10271651739000286,0.12896725440806045,719.1543333333334,2.0134688088383501,-0.10271651739000286,-0.10271651739000286,2.0134688088383501]
[null,62.724999999997507,-0.11304839636861665,0.12904851921865154,719.1543333333334,2.0128393353578713,-0.11304839636861665,-0.11304839636861665,2.0128393353578713]
[null,62.749999999997506,-0.12744465372317457,0.12912988650693569,719.1543333333334,2.0121990863806309,-0.12744465372317457,-0.12744465372317457,2.0121990863806309]
[null,62.774999999997505,-0.13327280144746706,0.12921135646687698,719.1543333333334,2.0115477983830119,-0.13327280144746706,-0.13327280144746706,2.0115477983830119]
[null,62.799999999997503,-0.12760479168819056,0.12929292929292929,719.1543333333334,2.0108852045689898,-0.12760479168819056,-0.12760479168819056,2.0108852045689898]
[null,62.824999999997502,-0.11965206748841681,0.1293746051800379,719.1543333333334,2.0102110349315128,-0.11965206748841681,-0.11965206748841681,2.0102110349315128]
[null,62.8499999999975,-0.11467984327937122,0.12945638432364096,719.1543333333334,2.0095250163183169,-0.11467984327937122,-0.11467984327937122,2.0095250163183169]
[null,62.874999999997499,-0.11432777817514243,0.1295382669196711,719.1543333333334,2.0088268725022669,-0.11432777817514243,-0.11432777817514243,2.0088268725022669]
[null,62.899999999997497,-0.11397120960456916,0.12962025316455697,719.1543333333334,2.0081163242563798,-0.11397120960456916,-0.11397120960456916,2.0081163242563798]
[null,62.924999999997496,-0.10628617674251037,0.12970234325522484,719.1543333333334,2.0073930894336152,-0.10628617674251037,-0.10628617674251037,2.0073930894336152]
[null,62.949999999997495,-9.5350965728621007E-2,0.12978453738910012,719.1543333333334,2.0066568830515652,-9.5350965728621007E-2,-9.5350965728621007E-2,2.0066568830515652]
[null,62.974999999997493,-8.5357509000309778E-2,0.12986683576410907,719.1543333333334,2.0059074173821214,-8.5357509000309778E-2,-8.5357509000309778E-2,2.0059074173821214]
[null,62.999999999997492,-7.0833300219610262E-2,0.12994923857868021,719.1543333333334,2.0051444020462257,-7.0833300219610262E-2,-7.0833300219610262E-2,2.0051444020462257]
[null,63.02499999999749,-5.3264615735111522E-2,0.13003174603174603,719.1543333333334,2.0043675441137747,-5.3264615735111522E-2,-5.3264615735111522E-2,2.0043675441137747]
[null,63.049999999997489,-3.9213933195050399E-2,0.13011435832274459,719.1543333333334,2.0035765482087444,-3.9213933195050399E-2,-3.9213933195050399E-2,2.0035765482087444]
[null,63.074999999997488,-2.8813442582128698E-2,0.13019707565162111,719.1543333333334,2.0027711166196154,-2.8813442582128698E-2,-2.8813442582128698E-2,2.0027711166196154]
[null,63.099999999997486,-2.7126894436099877E-2,0.13027989821882952,719.1543333333334,2.0019509494151131,-2.7126894436099877E-2,-2.7126894436099877E-2,2.0019509494151131]
[null,63.124999999997485,-2.9193323213779421E-2,0.13036282622533418,719.1543333333334,2.0011157445653422,-2.9193323213779421E-2,-2.9193323213779421E-2,2.0011157445653422]
[null,63.149999999997483,-1.6873693663622878E-2,0.13044585987261145,719.1543333333334,2.0002651980683046,-1.6873693663622878E-2,-1.6873693663622878E-2,2.0002651980683046]
[null,63.174999999997482,5.7379459425093574E-3,0.13052899936265136,719.1543333333334,1.9993990040818423,5.7379459425093574E-3,5.7379459425093574E-3,1.9993990040818423]
[null,63.19999999999748,2.5291731900701338E-2,0.1306122448979592,719.1543333333334,1.9985168550609971,2.5291731900701338E-2,2.5291731900701338E-2,1.9985168550609971]
[null,63.224999999997479,3.9428510120878363E-2,0.13069559668155711,719.1543333333334,1.997618441900777,3.9428510120878363E-2,3.9428510120878363E-2,1.997618441900777]
[null,63.249999999997478,4.9293618058370153E-2,0.13077905491698597,719.1543333333334,1.9967034540843165,4.9293618058370153E-2,4.9293618058370153E-2,1.9967034540843165]
[null,63.274999999997476,5.7543041217313497E-2,0.13086261980830671,719.1543333333334,1.9957715798363873,5.7543041217313497E-2,5.7543041217313497E-2,1.9957715798363873]
[null,63.299999999997475,6.1721330800795858E-2,0.13094629156010229,719.1543333333334,1.994822506282218,6.1721330800795858E-2,6.1721330800795858E-2,1.994822506282218]
[null,63.324999999997473,6.2635137104059199E-2,0.13103007037747921,719.1543333333334,1.9938559196115655,6.2635137104059199E-2,6.2635137104059199E-2,1.9938559196115655]
[null,63.349999999997472,6.9327023182255199E-2,0.13111395646606913,719.1543333333334,1.9928715052479595,6.9327023182255199E-2,6.9327023182255199E-2,1.9928715052479595]
[null,63.37499999999747,8.2755300182522792E-2,0.13119795003203075,719.1543333333334,1.9918689480230394,8.2755300182522792E-2,8.2755300182522792E-2,1.9918689480230394]
[null,63.399999999997469,9.3773163049323566E-2,0.13128205128205128,719.1543333333334,1.9908479323558868,9.3773163049323566E-2,9.3773163049323566E-2,1.9908479323558868]
[null,63.424999999997468,9.9389118035852819E-2,0.13136626042334831,719.1543333333334,1.9898081424372354,9.9389118035852819E-2,9.9389118035852819E-2,1.9898081424372354]
[null,63.449999999997466,0.10782331576981458,0.13145057766367138,719.1543333333334,1.9887492624184437,0.10782331576981458,0.10782331576981458,1.9887492624184437]
[null,63.474999999997465,0.11711264228966825,0.13153500321130379,719.1543333333334,1.98767097660508,0.11711264228966825,0.11711264228966825,1.98767097660508]
[null,63.499999999997463,0.11173033773348486,0.13161953727506426,719.1543333333334,1.9865729696549876,0.11173033773348486,0.11173033773348486,1.9865729696549876]
[null,63.524999999997462,9.3013534240914256E-2,0.13170418006430867,719.1543333333334,1.9854549267806498,9.3013534240914256E-2,9.3013534240914256E-2,1.9854549267806498]
[null,63.549999999997461,8.1833281675925226E-2,0.13178893178893178,719.1543333333334,1.9843165339556923,8.1833281675925226E-2,8.1833281675925226E-2,1.9843165339556923]
[null,63.574999999997459,8.7189095253611404E-2,0.13187379265936897,719.1543333333334,1.9831574781253285,8.7189095253611404E-2,8.7189095253611404E-2,1.9831574781253285]
[null,63.599999999997458,0.10118043800183849,0.13195876288659794,719.1543333333334,1.98197744742055,0.10118043800183849,0.10118043800183849,1.98197744742055]
[null,63.624999999997456,0.1159136606028817,0.13204384268214056,719.1543333333334,1.9807761313758578,0.1159136606028817,0.1159136606028817,1.9807761313758578]
[null,63.649999999997455,0.12784824378058052,0.13212903225806452,719.1543333333334,1.9795532211502924,0.12784824378058052,0.12784824378058052,1.9795532211502924]
[null,63.674999999997453,0.13769917904457638,0.13221433182698517,719.1543333333334,1.9783084097515578,0.13769917904457638,0.13769917904457638,1.9783084097515578]
[null,63.699999999997452,0.14506724734891532,0.13229974160206717,719.1543333333334,1.9770413922629659,0.14506724734891532,0.14506724734891532,1.9770413922629659]
[null,63.724999999997451,0.14819887837197046,0.1323852617970265,719.1543333333334,1.9757518660729601,0.14819887837197046,0.14819887837197046,1.9757518660729601]
[null,63.749999999997449,0.14877081859772656,0.13247089262613196,719.1543333333334,1.9744395311069585,0.14877081859772656,0.14877081859772656,1.9744395311069585]
[null,63.774999999997448,0.14328255012755398,0.13255663430420711,719.1543333333334,1.9731040900612233,0.14328255012755398,0.14328255012755398,1.9731040900612233]
[null,63.799999999997446,0.1278402964870313,0.13264248704663212,719.1543333333334,1.9717452486384908,0.1278402964870313,0.1278402964870313,1.9717452486384908]
[null,63.824999999997445,0.11284627020268254,0.13272845106934544,719.1543333333334,1.9703627157850514,0.11284627020268254,0.11284627020268254,1.9703627157850514]
[null,63.849999999997443,0.10608325584722117,0.13281452658884565,719.1543333333334,1.9689562039289923,0.10608325584722117,0.10608325584722117,1.9689562039289923]
[null,63.874999999997442,9.8471735450492232E-2,0.13290071382219337,719.1543333333334,1.9675254292192852,9.8471735450492232E-2,9.8471735450492232E-2,1.9675254292192852]
[null,63.899999999997441,8.4276147258051257E-2,0.13298701298701299,719.1543333333334,1.966070111765402,8.4276147258051257E-2,8.4276147258051257E-2,1.966070111765402]
[null,63.924999999997439,6.7748160863817755E-2,0.13307342430149446,719.1543333333334,1.964589975877137,6.7748160863817755E-2,6.7748160863817755E-2,1.964589975877137]
[null,63.949999999997438,5.3584626755358383E-2,0.13315994798439532,719.1543333333334,1.9630847503043034,5.3584626755358383E-2,5.3584626755358383E-2,1.9630847503043034]
[null,63.974999999997436,4.1854818841443757E-2,0.13324658425504229,719.1543333333334,1.961554168475967,4.1854818841443757E-2,4.1854818841443757E-2,1.961554168475967]
[null,63.999999999997435,2.816931443996756E-2,0.13333333333333333,719.1543333333334,1.9620160639309256,2.816931443996756E-2,2.816931443996756E-2,1.9620160639309256]
[null,64.024999999997434,1.2523080265015651E-2,0.1334201954397394,719.1543333333334,1.962592733243731,1.2523080265015651E-2,1.2523080265015651E-2,1.962592733243731]
[null,64.049999999997439,-4.1883561553113192E-3,0.13350717079530638,719.1543333333334,1.9631606541241773,-4.1883561553113192E-3,-4.1883561553113192E-3,1.9631606541241773]
[null,64.074999999997445,-2.1008935407047027E-2,0.13359425962165689,719.1543333333334,1.963719530592019,-2.1008935407047027E-2,-2.1008935407047027E-2,1.963719530592019]
[null,64.099999999997451,-3.4983853748605839E-2,0.13368146214099216,719.1543333333334,1.9642690707094141,-3.4983853748605839E-2,-3.4983853748605839E-2,1.9642690707094141]
[null,64.124999999997456,-4.9186991869918893E-2,0.13376877857609407,719.1543333333334,1.9648089868495624,-4.9186991869918893E-2,-4.9186991869918893E-2,1.9648089868495624]
[null,64.149999999997462,-6.5061710734409403E-2,0.13385620915032681,719.1543333333334,1.9653389959660721,-6.5061710734409403E-2,-6.5061710734409403E-2,1.9653389959660721]
[null,64.174999999997468,-8.1483203395083623E-2,0.13394375408763898,719.1543333333334,1.9658588198627263,-8.1483203395083623E-2,-8.1483203395083623E-2,1.9658588198627263]
[null,64.199999999997473,-9.6428618733890262E-2,0.13403141361256546,719.1543333333334,1.9663681854633395,-9.6428618733890262E-2,-9.6428618733890262E-2,1.9663681854633395]
[null,64.224999999997479,-0.10311057069514974,0.1341191879502292,719.1543333333334,1.9668668250813564,-0.10311057069514974,-0.10311057069514974,1.9668668250813564]
[null,64.249999999997485,-0.10768913896372571,0.13420707732634338,719.1543333333334,1.9673544766888771,-0.10768913896372571,-0.10768913896372571,1.9673544766888771]
[null,64.27499999999749,-0.12058521220598331,0.13429508196721313,719.1543333333334,1.9678308841847663,-0.12058521220598331,-0.12058521220598331,1.9678308841847663]
[null,64.299999999997496,-0.13278854636053708,0.13438320209973753,719.1543333333334,1.9682957976615094,-0.13278854636053708,-0.13278854636053708,1.9682957976615094]
[null,64.324999999997502,-0.13398209739673145,0.1344714379514117,719.1543333333334,1.9687489736704795,-0.13398209739673145,-0.13398209739673145,1.9687489736704795]
[null,64.349999999997507,-0.12724504420019753,0.13455978975032851,719.1543333333334,1.9691901754852748,-0.12724504420019753,-0.12724504420019753,1.9691901754852748]
[null,64.374999999997513,-0.12030162628117,0.1346482577251808,719.1543333333334,1.9696191733627824,-0.12030162628117,-0.12030162628117,1.9696191733627824]
[null,64.399999999997519,-0.11572795884361578,0.13473684210526315,719.1543333333334,1.9700357448016275,-0.11572795884361578,-0.11572795884361578,1.9700357448016275]
[null,64.424999999997524,-0.10925872943968933,0.13482554312047398,719.1543333333334,1.970439674797666,-0.10925872943968933,-0.10925872943968933,1.970439674797666]
[null,64.44999999999753,-0.10208033654139084,0.13491436100131751,719.1543333333334,1.9708307560961804,-0.10208033654139084,-0.10208033654139084,1.9708307560961804]
[null,64.474999999997536,-9.6001981525191585E-2,0.13500329597890573,719.1543333333334,1.9712087894404309,-9.6001981525191585E-2,-9.6001981525191585E-2,1.9712087894404309]
[null,64.499999999997542,-8.9664544739289032E-2,0.13509234828496042,719.1543333333334,1.9715735838162249,-8.9664544739289032E-2,-8.9664544739289032E-2,1.9715735838162249]
[null,64.524999999997547,-8.7494271325899944E-2,0.13518151815181517,719.1543333333334,1.9719249566921639,-8.7494271325899944E-2,-8.7494271325899944E-2,1.9719249566921639]
[null,64.549999999997553,-8.5647585214855076E-2,0.13527080581241743,719.1543333333334,1.9722627342552286,-8.5647585214855076E-2,-8.5647585214855076E-2,1.9722627342552286]
[null,64.574999999997559,-7.9532540193437126E-2,0.13536021150033048,719.1543333333334,1.9725867516413629,-7.9532540193437126E-2,-7.9532540193437126E-2,1.9725867516413629]
[null,64.599999999997564,-7.4479650954867277E-2,0.13544973544973546,719.1543333333334,1.9728968531607201,-7.4479650954867277E-2,-7.4479650954867277E-2,1.9728968531607201]
[null,64.62499999999757,-6.9460007894311629E-2,0.13553937789543349,719.1543333333334,1.9731928925172495,-6.9460007894311629E-2,-6.9460007894311629E-2,1.9731928925172495]
[null,64.649999999997576,-6.2061077600023301E-2,0.13562913907284768,719.1543333333334,1.9734747330222686,-6.2061077600023301E-2,-6.2061077600023301E-2,1.9734747330222686]
[null,64.674999999997581,-5.6058354327433821E-2,0.13571901921802518,719.1543333333334,1.9737422478017173,-5.6058354327433821E-2,-5.6058354327433821E-2,1.9737422478017173]
[null,64.699999999997587,-5.8218958533671386E-2,0.13580901856763924,719.1543333333334,1.9739953199967537,-5.8218958533671386E-2,-5.8218958533671386E-2,1.9739953199967537]
[null,64.724999999997593,-6.8109630265413071E-2,0.13589913735899137,719.1543333333334,1.9742338429573696,-6.8109630265413071E-2,-6.8109630265413071E-2,1.9742338429573696]
[null,64.749999999997598,-7.4652504589561935E-2,0.13598937583001328,719.1543333333334,1.974457720428711,-7.4652504589561935E-2,-7.4652504589561935E-2,1.974457720428711]
[null,64.774999999997604,-7.267495304474067E-2,0.13607973421926911,719.1543333333334,1.9746668667297831,-7.267495304474067E-2,-7.267495304474067E-2,1.9746668667297831]
[null,64.79999999999761,-6.5267413182440767E-2,0.13617021276595745,719.1543333333334,1.9748612069242255,-6.5267413182440767E-2,-6.5267413182440767E-2,1.9748612069242255]
[null,64.824999999997615,-5.5081631950239206E-2,0.1362608117099135,719.1543333333334,1.9750406769828557,-5.5081631950239206E-2,-5.5081631950239206E-2,1.9750406769828557]
[null,64.849999999997621,-4.2147146789161039E-2,0.13635153129161118,719.1543333333334,1.9752052239376603,-4.2147146789161039E-2,-4.2147146789161039E-2,1.9752052239376603]
[null,64.874999999997627,-2.6093613819813795E-2,0.13644237175216523,719.1543333333334,1.9753548060269526,-2.6093613819813795E-2,-2.6093613819813795E-2,1.9753548060269526]
[null,64.899999999997632,-1.1981737119423881E-2,0.13653333333333334,719.1543333333334,1.9754893928313735,-1.1981737119423881E-2,-1.1981737119423881E-2,1.9754893928313735]
[null,64.924999999997638,-5.2110403801984406E-3,0.13662441627751834,719.1543333333334,1.9756089654004689,-5.2110403801984406E-3,-5.2110403801984406E-3,1.9756089654004689]
[null,64.949999999997644,-2.0355667877303462E-3,0.13671562082777036,719.1543333333334,1.9757135163695287,-2.0355667877303462E-3,-2.0355667877303462E-3,1.9757135163695287]
[null,64.97499999999765,1.2605732117926998E-3,0.13680694722778891,719.1543333333334,1.9758030500664221,1.2605732117926998E-3,1.2605732117926998E-3,1.9758030500664221]
[null,64.999999999997655,1.051426936556665E-3,0.13689839572192514,719.1543333333334,1.975877582608133,1.051426936556665E-3,1.051426936556665E-3,1.975877582608133]
[null,65.024999999997661,-2.5928045204206655E-3,0.13698996655518395,719.1543333333334,1.9759371419867304,-2.5928045204206655E-3,-2.5928045204206655E-3,1.9759371419867304]
[null,65.049999999997667,-1.9853663834780429E-3,0.13708165997322624,719.1543333333334,1.9774747629201097,-1.9853663834780429E-3,-1.9853663834780429E-3,1.9774747629201097]
[null,65.074999999997672,1.0471751345079539E-2,0.13717347622237105,719.1543333333334,1.979458014194412,1.0471751345079539E-2,1.0471751345079539E-2,1.979458014194412]
[null,65.099999999997678,3.4360785934349915E-2,0.13726541554959787,719.1543333333334,1.9814159353870635,3.4360785934349915E-2,3.4360785934349915E-2,1.9814159353870635]
[null,65.124999999997684,5.8327968910187648E-2,0.13735747820254862,719.1543333333334,1.9833482972084646,5.8327968910187648E-2,5.8327968910187648E-2,1.9833482972084646]
[null,65.149999999997689,7.3191659580329888E-2,0.13744966442953019,719.1543333333334,1.9852548799800154,7.3191659580329888E-2,7.3191659580329888E-2,1.9852548799800154]
[null,65.174999999997695,8.0725428955169279E-2,0.13754197447951647,719.1543333333334,1.9871354738365179,8.0725428955169279E-2,8.0725428955169279E-2,1.9871354738365179]
[null,65.199999999997701,8.3568043402819273E-2,0.13763440860215054,719.1543333333334,1.9889898789185523,8.3568043402819273E-2,8.3568043402819273E-2,1.9889898789185523]
[null,65.224999999997706,8.3815336687091208E-2,0.13772696704774715,719.1543333333334,1.9908179055543898,8.3815336687091208E-2,8.3815336687091208E-2,1.9908179055543898]
[null,65.249999999997712,8.4691790710673495E-2,0.13781965006729474,719.1543333333334,1.9926193744310272,8.4691790710673495E-2,8.4691790710673495E-2,1.9926193744310272]
[null,65.274999999997718,8.6641924092750261E-2,0.1379124579124579,719.1543333333334,1.9943941167539101,8.6641924092750261E-2,8.6641924092750261E-2,1.9943941167539101]
[null,65.299999999997723,9.0738621462460908E-2,0.13800539083557953,719.1543333333334,1.9961419743949256,9.0738621462460908E-2,9.0738621462460908E-2,1.9961419743949256]
[null,65.324999999997729,9.9597999401303872E-2,0.13809844908968308,719.1543333333334,1.9978628000282588,9.9597999401303872E-2,9.9597999401303872E-2,1.9978628000282588]
[null,65.349999999997735,0.11101335940045613,0.13819163292847503,719.1543333333334,1.9995564572536959,0.11101335940045613,0.11101335940045613,1.9995564572536959]
[null,65.37499999999774,0.11974611046208213,0.13828494260634705,719.1543333333334,2.0012228207069764,0.11974611046208213,0.11974611046208213,2.0012228207069764]
[null,65.399999999997746,0.12604301605088386,0.13837837837837838,719.1543333333334,2.0028617761567986,0.12604301605088386,0.12604301605088386,2.0028617761567986]
[null,65.424999999997752,0.12745352820097117,0.13847194050033806,719.1543333333334,2.004473220588082,0.12745352820097117,0.12745352820097117,2.004473220588082]
[null,65.449999999997758,0.12197227984010045,0.13856562922868743,719.1543333333334,2.0060570622711227,0.12197227984010045,0.12197227984010045,2.0060570622711227]
[null,65.474999999997763,0.11976425678235281,0.13865944482058226,719.1543333333334,2.0076132208162534,0.11976425678235281,0.11976425678235281,2.0076132208162534]
[null,65.499999999997769,0.12090058730499327,0.13875338753387534,719.1543333333334,2.0091416272136491,0.12090058730499327,0.12090058730499327,2.0091416272136491]
[null,65.524999999997775,0.1174521241791107,0.13884745762711864,719.1543333333334,2.010642223857932,0.1174521241791107,0.1174521241791107,2.010642223857932]
[null,65.54999999999778,0.11804631682680461,0.13894165535956582,719.1543333333334,2.0121149645572225,0.11804631682680461,0.11804631682680461,2.0121149645572225]
[null,65.574999999997786,0.12790559674902718,0.13903598099117448,719.1543333333334,2.0135598145263165,0.12790559674902718,0.12790559674902718,2.0135598145263165]
[null,65.599999999997792,0.1334638014024325,0.1391304347826087,719.1543333333334,2.0149767503636538,0.1334638014024325,0.1334638014024325,2.0149767503636538]
[null,65.624999999997797,0.12661336681793017,0.13922501699524134,719.1543333333334,2.0163657600117912,0.12661336681793017,0.12661336681793017,2.0163657600117912]
[null,65.649999999997803,0.11412512218963829,0.13931972789115646,719.1543333333334,2.0177268427010646,0.11412512218963829,0.11412512218963829,2.0177268427010646]
[null,65.674999999997809,0.10114229099280228,0.13941456773315181,719.1543333333334,2.0190600088761834,0.10114229099280228,0.10114229099280228,2.0190600088761834]
[null,65.699999999997814,8.6704972621573589E-2,0.13950953678474115,719.1543333333334,2.0203652801054766,8.6704972621573589E-2,8.6704972621573589E-2,2.0203652801054766]
[null,65.72499999999782,7.1546834725434216E-2,0.13960463531015679,719.1543333333334,2.0216426889725545,7.1546834725434216E-2,7.1546834725434216E-2,2.0216426889725545]
[null,65.749999999997826,5.3653105934773966E-2,0.13969986357435199,719.1543333333334,2.022892278950148,5.3653105934773966E-2,5.3653105934773966E-2,2.022892278950148]
[null,65.774999999997831,2.5013046806909883E-2,0.13979522184300341,719.1543333333334,2.0241141042559199,2.5013046806909883E-2,2.5013046806909883E-2,2.0241141042559199]
[null,65.799999999997837,-9.5407259057927983E-3,0.13989071038251366,719.1543333333334,2.0253082296900518,-9.5407259057927983E-3,-9.5407259057927983E-3,2.0253082296900518]
[null,65.824999999997843,-3.6084421450275073E-2,0.13998632946001366,719.1543333333334,2.0264747304544306,-3.6084421450275073E-2,-3.6084421450275073E-2,2.0264747304544306]
[null,65.849999999997848,-5.3315610868718569E-2,0.14008207934336525,719.1543333333334,2.0276136919532854,-5.3315610868718569E-2,-5.3315610868718569E-2,2.0276136919532854]
[null,65.874999999997854,-6.3664708983355606E-2,0.14017796030116358,719.1543333333334,2.0287252095751445,-6.3664708983355606E-2,-6.3664708983355606E-2,2.0287252095751445]
[null,65.89999999999786,-6.867362319762009E-2,0.14027397260273972,719.1543333333334,2.0298093884559947,-6.867362319762009E-2,-6.867362319762009E-2,2.0298093884559947]
[null,65.924999999997866,-7.3763202441408493E-2,0.14037011651816311,719.1543333333334,2.0308663432235639,-7.3763202441408493E-2,-7.3763202441408493E-2,2.0308663432235639]
[null,65.949999999997871,-8.2025208815137932E-2,0.14046639231824418,719.1543333333334,2.0318961977226717,-8.2025208815137932E-2,-8.2025208815137932E-2,2.0318961977226717]
[null,65.974999999997877,-9.2346094037675588E-2,0.14056280027453671,719.1543333333334,2.0328990847215929,-9.2346094037675588E-2,-9.2346094037675588E-2,2.0328990847215929]
[null,65.999999999997883,-0.10133646986518732,0.14065934065934066,719.1543333333334,2.0338751455994366,-0.10133646986518732,-0.10133646986518732,2.0338751455994366]
[null,66.024999999997888,-0.10573966785611159,0.14075601374570446,719.1543333333334,2.0348245300145615,-0.10573966785611159,-0.10573966785611159,2.0348245300145615]
[null,66.049999999997894,-0.10422252951757292,0.14085281980742778,719.1543333333334,2.0357473955540462,-0.10422252951757292,-0.10422252951757292,2.0357473955540462]
[null,66.0749999999979,-0.10083367109330918,0.14094975911906402,719.1543333333334,2.0366439073643203,-0.10083367109330918,-0.10083367109330918,2.0366439073643203]
[null,66.099999999997905,-0.10220245995226324,0.14104683195592285,719.1543333333334,2.0375142377630162,-0.10220245995226324,-0.10220245995226324,2.0375142377630162]
[null,66.124999999997911,-0.10482652382731064,0.14114403859407304,719.1543333333334,2.038358565832211,-0.10482652382731064,-0.10482652382731064,2.038358565832211]
[null,66.149999999997917,-9.8887776267791994E-2,0.14124137931034483,719.1543333333334,2.0391770769931847,-9.8887776267791994E-2,-9.8887776267791994E-2,2.0391770769931847]
[null,66.174999999997922,-8.7644607628871968E-2,0.14133885438233265,719.1543333333334,2.0399699625628993,-8.7644607628871968E-2,-8.7644607628871968E-2,2.0399699625628993]
[null,66.199999999997928,-8.01631579365647E-2,0.1414364640883978,719.1543333333334,2.0407374192924208,-8.01631579365647E-2,-8.01631579365647E-2,2.0407374192924208]
[null,66.224999999997934,-7.2655084810867646E-2,0.14153420870767106,719.1543333333334,2.0414796488875258,-7.2655084810867646E-2,-7.2655084810867646E-2,2.0414796488875258]
[null,66.249999999997939,-6.3407481582147207E-2,0.14163208852005532,719.1543333333334,2.042196857511783,-6.3407481582147207E-2,-6.3407481582147207E-2,2.042196857511783]
[null,66.274999999997945,-5.703030832849873E-2,0.14173010380622839,719.1543333333334,2.0428892552724212,-5.703030832849873E-2,-5.703030832849873E-2,2.0428892552724212]
[null,66.299999999997951,-5.1283885272870325E-2,0.14182825484764544,719.1543333333334,2.0435570556893285,-5.1283885272870325E-2,-5.1283885272870325E-2,2.0435570556893285]
[null,66.324999999997956,-4.6351397531570623E-2,0.14192654192654192,719.1543333333334,2.0442004751475649,-4.6351397531570623E-2,-4.6351397531570623E-2,2.0442004751475649]
[null,66.349999999997962,-4.3632760863288003E-2,0.1420249653259362,719.1543333333334,2.044819732333794,-4.3632760863288003E-2,-4.3632760863288003E-2,2.044819732333794]
[null,66.374999999997968,-3.7085647982579524E-2,0.14212352532963221,719.1543333333334,2.0454150476570785,-3.7085647982579524E-2,-3.7085647982579524E-2,2.0454150476570785]
[null,66.399999999997974,-2.4719659220052606E-2,0.14222222222222222,719.1543333333334,2.0459866426545084,-2.4719659220052606E-2,-2.4719659220052606E-2,2.0459866426545084]
[null,66.424999999997979,-1.4083663808290075E-2,0.14232105628908964,719.1543333333334,2.0465347393821691,-1.4083663808290075E-2,-1.4083663808290075E-2,2.0465347393821691]
[null,66.449999999997985,-8.1386908688246204E-3,0.14242002781641169,719.1543333333334,2.0470595597919896,-8.1386908688246204E-3,-8.1386908688246204E-3,2.0470595597919896]
[null,66.474999999997991,-3.8698021388815971E-3,0.14251913709116215,719.1543333333334,2.0475613250950184,-3.8698021388815971E-3,-3.8698021388815971E-3,2.0475613250950184]
[null,66.499999999997996,-1.4245523686908452E-3,0.14261838440111421,719.1543333333334,2.0480402551117445,-1.4245523686908452E-3,-1.4245523686908452E-3,2.0480402551117445]
[null,66.524999999998002,6.5313507485025479E-4,0.14271777003484321,719.1543333333334,2.0484965676100697,6.5313507485025479E-4,6.5313507485025479E-4,2.0484965676100697]
[null,66.549999999998008,5.2056097296065739E-3,0.14281729428172943,719.1543333333334,2.0489304776315906,5.2056097296065739E-3,5.2056097296065739E-3,2.0489304776315906]
[null,66.574999999998013,1.2524139904155653E-2,0.14291695743196092,719.1543333333334,2.049342196806871,1.2524139904155653E-2,1.2524139904155653E-2,2.049342196806871]
[null,66.599999999998019,1.90704580555092E-2,0.1430167597765363,719.1543333333334,2.0497319326604027,1.90704580555092E-2,1.90704580555092E-2,2.0497319326604027]
[null,66.624999999998025,2.0775549886486149E-2,0.14311670160726764,719.1543333333334,2.0500998879059917,2.0775549886486149E-2,2.0775549886486149E-2,2.0500998879059917]
[null,66.64999999999803,1.900701216200823E-2,0.14321678321678322,719.1543333333334,2.0504462597333246,1.900701216200823E-2,1.900701216200823E-2,2.0504462597333246]
[null,66.674999999998036,1.4963296749292027E-2,0.14331700489853044,719.1543333333334,2.0507712390864841,1.4963296749292027E-2,1.4963296749292027E-2,2.0507712390864841]
[null,66.699999999998042,7.8084808218561157E-3,0.1434173669467787,719.1543333333334,2.0510750099352197,7.8084808218561157E-3,7.8084808218561157E-3,2.0510750099352197]
[null,66.724999999998047,-3.2684569269935161E-3,0.14351786965662228,719.1543333333334,2.0513577485397931,-3.2684569269935161E-3,-3.2684569269935161E-3,2.0513577485397931]
[null,66.749999999998053,-1.6619645179833994E-2,0.14361851332398318,719.1543333333334,2.0516196227102261,-1.6619645179833994E-2,-1.6619645179833994E-2,2.0516196227102261]
[null,66.774999999998059,-3.0275612140285613E-2,0.14371929824561402,719.1543333333334,2.0518607910608213,-3.0275612140285613E-2,-3.0275612140285613E-2,2.0518607910608213]
[null,66.799999999998064,-4.767674118578917E-2,0.14382022471910114,719.1543333333334,2.0520814022608103,-4.767674118578917E-2,-4.767674118578917E-2,2.0520814022608103]
[null,66.82499999999807,-6.1264228966825339E-2,0.14392129304286719,719.1543333333334,2.0522815942820261,-6.1264228966825339E-2,-6.1264228966825339E-2,2.0522815942820261]
[null,66.849999999998076,-5.41729913877829E-2,0.1440225035161744,719.1543333333334,2.0524614936444947,-5.41729913877829E-2,-5.41729913877829E-2,2.0524614936444947]
[null,66.874999999998082,-3.1919244901148912E-2,0.14412385643912737,719.1543333333334,2.0526212146608485,-3.1919244901148912E-2,-3.1919244901148912E-2,2.0526212146608485]
[null,66.899999999998087,-1.5789417913729478E-2,0.14422535211267606,719.1543333333334,2.0527608586804895,-1.5789417913729478E-2,-1.5789417913729478E-2,2.0527608586804895]
[null,66.924999999998093,-1.4808854344652931E-2,0.14432699083861875,719.1543333333334,2.0528805133344248,-1.4808854344652931E-2,-1.4808854344652931E-2,2.0528805133344248]
[null,66.949999999998099,-2.3093775414782511E-2,0.14442877291960507,719.1543333333334,2.052980251781702,-2.3093775414782511E-2,-2.3093775414782511E-2,2.052980251781702]
[null,66.974999999998104,-3.1275381668772716E-2,0.14453069865913903,719.1543333333334,2.0530601319583992,-3.1275381668772716E-2,-3.1275381668772716E-2,2.0530601319583992]
[null,66.99999999999811,-3.6804843610508474E-2,0.14463276836158193,719.1543333333334,2.053120195830088,-3.6804843610508474E-2,-3.6804843610508474E-2,2.053120195830088]
[null,67.024999999998116,-3.8358274589588459E-2,0.14473498233215548,719.1543333333334,2.053160468648735,-3.8358274589588459E-2,-3.8358274589588459E-2,2.053160468648735]
[null,67.049999999998121,-3.4270849062351734E-2,0.14483734087694483,719.1543333333334,2.0531809582149734,-3.4270849062351734E-2,-3.4270849062351734E-2,2.0531809582149734]
[null,67.074999999998127,-2.9846988108199794E-2,0.14493984430290163,719.1543333333334,2.0531816541466945,-2.9846988108199794E-2,-2.9846988108199794E-2,2.0531816541466945]
[null,67.099999999998133,-2.3622667800480598E-2,0.14504249291784702,719.1543333333334,2.0536818926319302,-2.3622667800480598E-2,-2.3622667800480598E-2,2.0536818926319302]
[null,67.124999999998138,-1.2598447098840409E-2,0.14514528703047483,719.1543333333334,2.0563988907211099,-1.2598447098840409E-2,-1.2598447098840409E-2,2.0563988907211099]
[null,67.149999999998144,-7.8156333860503798E-3,0.14524822695035461,719.1543333333334,2.0591342890915447,-7.8156333860503798E-3,-7.8156333860503798E-3,2.0591342890915447]
[null,67.17499999999815,-1.031770630511783E-2,0.14535131298793472,719.1543333333334,2.061888689846044,-1.031770630511783E-2,-1.031770630511783E-2,2.061888689846044]
[null,67.199999999998155,-7.2068707001831283E-3,0.14545454545454545,719.1543333333334,2.0646626878208476,-7.2068707001831283E-3,-7.2068707001831283E-3,2.0646626878208476]
[null,67.224999999998161,4.8177818044065571E-3,0.14555792466240228,719.1543333333334,2.0674568697114788,4.8177818044065571E-3,4.8177818044065571E-3,2.0674568697114788]
[null,67.249999999998167,1.6023200798967994E-2,0.14566145092460883,719.1543333333334,2.0702718131899722,1.6023200798967994E-2,1.6023200798967994E-2,2.0702718131899722]
[null,67.274999999998172,1.3835973159340572E-2,0.14576512455516014,719.1543333333334,2.0731080860140567,1.3835973159340572E-2,1.3835973159340572E-2,2.0731080860140567]
[null,67.299999999998178,8.059880207794386E-4,0.14586894586894586,719.1543333333334,2.0759662451288459,8.059880207794386E-4,8.059880207794386E-4,2.0759662451288459]
[null,67.324999999998184,-1.0618246456169328E-2,0.1459729151817534,719.1543333333334,2.078846835761615,-1.0618246456169328E-2,-1.0618246456169328E-2,2.078846835761615]
[null,67.34999999999819,-1.8086053294550573E-2,0.14607703281027104,719.1543333333334,2.0817503905102095,-1.8086053294550573E-2,-1.8086053294550573E-2,2.0817503905102095]
[null,67.374999999998195,-2.6636413969222769E-2,0.14618129907209138,719.1543333333334,2.0846774284256435,-2.6636413969222769E-2,-2.6636413969222769E-2,2.0846774284256435]
[null,67.399999999998201,-3.8933923552334167E-2,0.1462857142857143,719.1543333333334,2.0876284540894376,-3.8933923552334167E-2,-3.8933923552334167E-2,2.0876284540894376]
[null,67.424999999998207,-4.9718798263251492E-2,0.14639027877055039,719.1543333333334,2.0906039566862402,-4.9718798263251492E-2,-4.9718798263251492E-2,2.0906039566862402]
[null,67.449999999998212,-5.022861714443147E-2,0.14649499284692419,719.1543333333334,2.0936044090722801,-5.022861714443147E-2,-5.022861714443147E-2,2.0936044090722801]
[null,67.474999999998218,-3.706882621123371E-2,0.14659985683607732,719.1543333333334,2.0966302668401733,-3.706882621123371E-2,-3.706882621123371E-2,2.0966302668401733]
[null,67.499999999998224,-1.6176318654682137E-2,0.14670487106017191,719.1543333333334,2.0996819673806355,-1.6176318654682137E-2,-1.6176318654682137E-2,2.0996819673806355]
[null,67.524999999998229,1.9239073133643751E-3,0.14681003584229391,719.1543333333334,2.1027599289416212,1.9239073133643751E-3,1.9239073133643751E-3,2.1027599289416212]
[null,67.549999999998235,1.8314802893874473E-2,0.14691535150645624,719.1543333333334,2.1058645496854194,1.8314802893874473E-2,1.8314802893874473E-2,2.1058645496854194]
[null,67.574999999998241,4.0659545891646581E-2,0.14702081837760231,719.1543333333334,2.1089962067442554,4.0659545891646581E-2,4.0659545891646581E-2,2.1089962067442554]
[null,67.599999999998246,6.4465928628005667E-2,0.14712643678160919,719.1543333333334,2.1121552552749034,6.4465928628005667E-2,6.4465928628005667E-2,2.1121552552749034]
[null,67.624999999998252,7.7576446341198563E-2,0.14723220704529116,719.1543333333334,2.1153420275128756,7.7576446341198563E-2,7.7576446341198563E-2,2.1153420275128756]
[null,67.649999999998258,7.0788927830627291E-2,0.14733812949640288,719.1543333333334,2.1185568318267181,7.0788927830627291E-2,7.0788927830627291E-2,2.1185568318267181]
[null,67.674999999998263,4.9036258202269201E-2,0.1474442044636429,719.1543333333334,2.1217999517729602,4.9036258202269201E-2,4.9036258202269201E-2,2.1217999517729602]
[null,67.699999999998269,2.7380148190533703E-2,0.14755043227665707,719.1543333333334,2.1250716451522949,2.7380148190533703E-2,2.7380148190533703E-2,2.1250716451522949]
[null,67.724999999998275,1.1381319091783302E-2,0.14765681326604183,719.1543333333334,2.1283721430675451,1.1381319091783302E-2,1.1381319091783302E-2,2.1283721430675451]
[null,67.74999999999828,1.0044054497240732E-3,0.14776334776334776,719.1543333333334,2.1317016489840315,1.0044054497240732E-3,1.0044054497240732E-3,2.1317016489840315]
[null,67.774999999998286,-5.7419195892838559E-3,0.14787003610108304,719.1543333333334,2.1350603377929289,-5.7419195892838559E-3,-5.7419195892838559E-3,2.1350603377929289]
[null,67.799999999998292,-8.8624244013701236E-3,0.14797687861271677,719.1543333333334,2.1384483548782582,-8.8624244013701236E-3,-8.8624244013701236E-3,2.1384483548782582]
[null,67.824999999998298,-2.8212892099595687E-3,0.14808387563268258,719.1543333333334,2.1418658151881615,-2.8212892099595687E-3,-2.8212892099595687E-3,2.1418658151881615]
[null,67.849999999998303,7.7389420033008088E-3,0.14819102749638205,719.1543333333334,2.1453128023111621,7.7389420033008088E-3,7.7389420033008088E-3,2.1453128023111621]
[null,67.874999999998309,1.7400731680826127E-2,0.14829833454018826,719.1543333333334,2.1487893675581038,1.7400731680826127E-2,1.7400731680826127E-2,2.1487893675581038]
[null,67.899999999998315,2.7492072574684667E-2,0.14840579710144927,719.1543333333334,2.1522955290505479,2.7492072574684667E-2,2.7492072574684667E-2,2.1522955290505479]
[null,67.92499999999832,3.32375684460657E-2,0.14851341551849165,719.1543333333334,2.1558312708164005,3.32375684460657E-2,3.32375684460657E-2,2.1558312708164005]
[null,67.949999999998326,3.3122332689602553E-2,0.14862119013062408,719.1543333333334,2.1593965418936198,3.3122332689602553E-2,3.3122332689602553E-2,2.1593965418936198]
[null,67.974999999998332,3.1799505678341222E-2,0.14872912127814089,719.1543333333334,2.1629912554428707,3.1799505678341222E-2,3.1799505678341222E-2,2.1629912554428707]
[null,67.999999999998337,2.9305115143038036E-2,0.14883720930232558,719.1543333333334,2.1666152878700728,2.9305115143038036E-2,2.9305115143038036E-2,2.1666152878700728]
[null,68.024999999998343,2.6618929923414573E-2,0.14894545454545455,719.1543333333334,2.170268477959806,2.6618929923414573E-2,2.6618929923414573E-2,2.170268477959806]
[null,68.049999999998349,2.8345479446974322E-2,0.14905385735080059,719.1543333333334,2.1739506260206229,2.8345479446974322E-2,2.8345479446974322E-2,2.1739506260206229]
[null,68.074999999998354,3.2117000055631041E-2,0.14916241806263655,719.1543333333334,2.1776614930433622,3.2117000055631041E-2,3.2117000055631041E-2,2.1776614930433622]
[null,68.09999999999836,3.0718806210544996E-2,0.14927113702623906,719.1543333333334,2.1814007998736167,3.0718806210544996E-2,3.0718806210544996E-2,2.1814007998736167]
[null,68.124999999998366,2.0647995825021789E-2,0.14938001458789205,719.1543333333334,2.1851682263995684,2.0647995825021789E-2,2.0647995825021789E-2,2.1851682263995684]
[null,68.149999999998371,4.9445411365159724E-3,0.14948905109489052,719.1543333333334,2.1889634107564997,4.9445411365159724E-3,4.9445411365159724E-3,2.1889634107564997]
[null,68.174999999998377,-7.7666250758304124E-3,0.14959824689554418,719.1543333333334,2.1927859485492966,-7.7666250758304124E-3,-7.7666250758304124E-3,2.1927859485492966]
[null,68.199999999998383,-1.3015680010172538E-2,0.14970760233918129,719.1543333333334,2.196635392094394,-1.3015680010172538E-2,-1.3015680010172538E-2,2.196635392094394]
[null,68.224999999998388,-9.7264276650586637E-3,0.14981711777615217,719.1543333333334,2.2005112496826387,-9.7264276650586637E-3,-9.7264276650586637E-3,2.2005112496826387]
[null,68.249999999998394,1.3799150699229453E-3,0.14992679355783309,719.1543333333334,2.2044129848646223,1.3799150699229453E-3,1.3799150699229453E-3,2.2044129848646223]
[null,68.2749999999984,1.075931091666732E-2,0.15003663003663004,719.1543333333334,2.2083400157601334,1.075931091666732E-2,1.075931091666732E-2,2.2083400157601334]
[null,68.299999999998406,9.4187349498128427E-3,0.1501466275659824,719.1543333333334,2.2122917143933933,9.4187349498128427E-3,9.4187349498128427E-3,2.2122917143933933]
[null,68.324999999998411,1.3722326861587268E-3,0.15025678650036683,719.1543333333334,2.216267406055874,1.3722326861587268E-3,1.3722326861587268E-3,2.216267406055874]
[null,68.349999999998417,6.2121344576112988E-5,0.15036710719530103,719.1543333333334,2.2202663686985078,6.2121344576112988E-5,6.2121344576112988E-5,2.2202663686985078]
[null,68.374999999998423,9.9098776911522787E-3,0.15047759000734753,719.1543333333334,2.2242878323551891,9.9098776911522787E-3,9.9098776911522787E-3,2.2242878323551891]
[null,68.399999999998428,2.1072248845655606E-2,0.15058823529411763,719.1543333333334,2.2283309785995296,2.1072248845655606E-2,2.1072248845655606E-2,2.2283309785995296]
[null,68.424999999998434,2.9437305125739433E-2,0.1506990434142752,719.1543333333334,2.2323949400368779,2.9437305125739433E-2,2.9437305125739433E-2,2.2323949400368779]
[null,68.44999999999844,3.7353604230079454E-2,0.15081001472754049,719.1543333333334,2.2364787998336704,3.7353604230079454E-2,3.7353604230079454E-2,2.2364787998336704]
[null,68.474999999998445,4.1953232826560917E-2,0.15092114959469419,719.1543333333334,2.2405815912862423,4.1953232826560917E-2,4.1953232826560917E-2,2.2405815912862423]
[null,68.499999999998451,4.1584345950986389E-2,0.15103244837758112,719.1543333333334,2.2447022974312407,4.1584345950986389E-2,4.1584345950986389E-2,2.2447022974312407]
[null,68.524999999998457,3.5911435360687902E-2,0.1511439114391144,719.1543333333334,2.2488398506998681,3.5911435360687902E-2,3.5911435360687902E-2,2.2488398506998681]
[null,68.549999999998462,2.4700188350857105E-2,0.15125553914327916,719.1543333333334,2.2529931326181618,2.4700188350857105E-2,2.4700188350857105E-2,2.2529931326181618]
[null,68.574999999998468,1.3091179298889763E-2,0.15136733185513673,719.1543333333334,2.2571609735555827,1.3091179298889763E-2,1.3091179298889763E-2,2.2571609735555827]
[null,68.599999999998474,6.6158569699089169E-3,0.1514792899408284,719.1543333333334,2.2613421525241861,6.6158569699089169E-3,6.6158569699089169E-3,2.2613421525241861]
[null,68.624999999998479,1.099190170787339E-2,0.15159141376757956,719.1543333333334,2.2655353970306433,1.099190170787339E-2,1.099190170787339E-2,2.2655353970306433]
[null,68.649999999998485,2.5886719277749957E-2,0.1517037037037037,719.1543333333334,2.269739382983416,2.5886719277749957E-2,2.5886719277749957E-2,2.269739382983416]
[null,68.674999999998491,3.6087070548124822E-2,0.15181616011860638,719.1543333333334,2.2739527346573336,3.6087070548124822E-2,3.6087070548124822E-2,2.2739527346573336]
[null,68.699999999998496,3.1992624911586359E-2,0.15192878338278931,719.1543333333334,2.2781740247178424,3.1992624911586359E-2,3.1992624911586359E-2,2.2781740247178424]
[null,68.724999999998502,2.2657998818502393E-2,0.1520415738678545,719.1543333333334,2.2824017743071447,2.2657998818502393E-2,2.2657998818502393E-2,2.2824017743071447]
[null,68.749999999998508,2.143888398805785E-2,0.15215453194650816,719.1543333333334,2.2866344531943925,2.143888398805785E-2,2.143888398805785E-2,2.2866344531943925]
[null,68.774999999998514,3.1015372714821975E-2,0.15226765799256506,719.1543333333334,2.2908704799920931,3.1015372714821975E-2,3.1015372714821975E-2,2.2908704799920931]
[null,68.799999999998519,3.8635237769777495E-2,0.15238095238095239,719.1543333333334,2.2951082224407604,3.8635237769777495E-2,3.8635237769777495E-2,2.2951082224407604]
[null,68.824999999998525,3.3263794514777956E-2,0.15249441548771409,719.1543333333334,2.2993459977638286,3.3263794514777956E-2,3.3263794514777956E-2,2.2993459977638286]
[null,68.849999999998531,2.0454611681991728E-2,0.1526080476900149,719.1543333333334,2.3035820730947059,2.0454611681991728E-2,2.0454611681991728E-2,2.3035820730947059]
[null,68.874999999998536,8.5449300240802821E-3,0.15272184936614466,719.1543333333334,2.3078146659777854,8.5449300240802821E-3,8.5449300240802821E-3,2.3078146659777854]
[null,68.899999999998542,-1.0862625732806666E-3,0.15283582089552239,719.1543333333334,2.3120419449450966,-1.0862625732806666E-3,-1.0862625732806666E-3,2.3120419449450966]
[null,68.924999999998548,-9.4849623960559949E-3,0.15294996265870053,719.1543333333334,2.3162620301701642,-9.4849623960559949E-3,-9.4849623960559949E-3,2.3162620301701642]
[null,68.949999999998553,-1.678084278398995E-2,0.15306427503736922,719.1543333333334,2.3204729942004962,-1.678084278398995E-2,-1.678084278398995E-2,2.3204729942004962]
[null,68.974999999998559,-2.162749975495842E-2,0.15317875841436052,719.1543333333334,2.3246728627699937,-2.162749975495842E-2,-2.162749975495842E-2,2.3246728627699937]
[null,68.999999999998565,-2.57665826902648E-2,0.15329341317365269,719.1543333333334,2.3288596156923829,-2.57665826902648E-2,-2.57665826902648E-2,2.3288596156923829]
[null,69.02499999999857,-3.2657680926760399E-2,0.15340823970037454,719.1543333333334,2.333031187836633,-3.2657680926760399E-2,-3.2657680926760399E-2,2.333031187836633]
[null,69.049999999998576,-4.2553650854201583E-2,0.15352323838080958,719.1543333333334,2.3371854701850978,-4.2553650854201583E-2,-4.2553650854201583E-2,2.3371854701850978]
[null,69.074999999998582,-4.9368190162840025E-2,0.15363840960240061,719.1543333333334,2.3413203109749743,-4.9368190162840025E-2,-4.9368190162840025E-2,2.3413203109749743]
[null,69.099999999998587,-4.6580412040679545E-2,0.15375375375375375,719.1543333333334,2.3454335169234075,-4.6580412040679545E-2,-4.6580412040679545E-2,2.3454335169234075]
[null,69.124999999998593,-3.9852233321942224E-2,0.15386927122464314,719.1543333333334,2.3495228545364113,-3.9852233321942224E-2,-3.9852233321942224E-2,2.3495228545364113]
[null,69.149999999998599,-3.4338401057519848E-2,0.15398496240601503,719.1543333333334,2.3535860515014981,-3.4338401057519848E-2,-3.4338401057519848E-2,2.3535860515014981]
[null,69.174999999998604,-2.6665951410247239E-2,0.15410082768999248,719.1543333333334,2.3576207981637163,-2.6665951410247239E-2,-2.6665951410247239E-2,2.3576207981637163]
[null,69.19999999999861,-1.8815085022795493E-2,0.15421686746987953,719.1543333333334,2.361624749084525,-1.8815085022795493E-2,-1.8815085022795493E-2,2.361624749084525]
[null,69.224999999998616,-1.4870180959874113E-2,0.15433308214016578,719.1543333333334,2.3655955246827016,-1.4870180959874113E-2,-1.4870180959874113E-2,2.3655955246827016]
[null,69.249999999998622,-1.3752923941751635E-2,0.15444947209653093,719.1543333333334,2.3695307129562058,-1.3752923941751635E-2,-1.3752923941751635E-2,2.3695307129562058]
[null,69.274999999998627,-1.4245788596693398E-2,0.15456603773584907,719.1543333333334,2.3734278712836741,-1.4245788596693398E-2,-1.4245788596693398E-2,2.3734278712836741]
[null,69.299999999998633,-1.6588120915422253E-2,0.15468277945619335,719.1543333333334,2.3772845283039588,-1.6588120915422253E-2,-1.6588120915422253E-2,2.3772845283039588]
[null,69.324999999998639,-1.2343074066126775E-2,0.15479969765684051,719.1543333333334,2.3810981858718225,-1.2343074066126775E-2,-1.2343074066126775E-2,2.3810981858718225]
[null,69.349999999998644,7.3067416891177718E-3,0.15491679273827533,719.1543333333334,2.3848663210876726,7.3067416891177718E-3,7.3067416891177718E-3,2.3848663210876726]
[null,69.37499999999865,2.7595122481039083E-2,0.15503406510219531,719.1543333333334,2.3885863883989087,2.7595122481039083E-2,2.7595122481039083E-2,2.3885863883989087]
[null,69.399999999998656,3.012713020580841E-2,0.15515151515151515,719.1543333333334,2.3922558217702106,3.012713020580841E-2,3.012713020580841E-2,2.3922558217702106]
[null,69.424999999998661,1.9337487118761702E-2,0.1552691432903715,719.1543333333334,2.3958720369197897,1.9337487118761702E-2,1.9337487118761702E-2,2.3958720369197897]
[null,69.449999999998667,1.0498507233361676E-2,0.15538694992412747,719.1543333333334,2.3994324336184123,1.0498507233361676E-2,1.0498507233361676E-2,2.3994324336184123]
[null,69.474999999998673,1.2700437366054994E-2,0.15550493545937738,719.1543333333334,2.4029343980476638,1.2700437366054994E-2,1.2700437366054994E-2,2.4029343980476638]
[null,69.499999999998678,1.9715380927025308E-2,0.15562310030395138,719.1543333333334,2.406375305213742,1.9715380927025308E-2,1.9715380927025308E-2,2.406375305213742]
[null,69.524999999998684,2.3868901445612704E-2,0.15574144486692015,719.1543333333334,2.4097525214127491,2.3868901445612704E-2,2.3868901445612704E-2,2.4097525214127491]
[null,69.54999999999869,2.7651680720130769E-2,0.15585996955859971,719.1543333333334,2.4130634067432499,2.7651680720130769E-2,2.7651680720130769E-2,2.4130634067432499]
[null,69.574999999998695,3.2930405550389792E-2,0.15597867479055597,719.1543333333334,2.4163053176616094,3.2930405550389792E-2,3.2930405550389792E-2,2.4163053176616094]
[null,69.599999999998701,4.0437551491839439E-2,0.15609756097560976,719.1543333333334,2.419475609575406,4.0437551491839439E-2,4.0437551491839439E-2,2.419475609575406]
[null,69.624999999998707,4.6626241433479841E-2,0.15621662852784135,719.1543333333334,2.4225716394700019,4.6626241433479841E-2,4.6626241433479841E-2,2.4225716394700019]
[null,69.649999999998712,4.6145430173754332E-2,0.15633587786259542,719.1543333333334,2.4255907685631586,4.6145430173754332E-2,4.6145430173754332E-2,2.4255907685631586]
[null,69.674999999998718,4.3558718578388111E-2,0.15645530939648586,719.1543333333334,2.4285303649823957,4.3558718578388111E-2,4.3558718578388111E-2,2.4285303649823957]
[null,69.699999999998724,4.5038239727460766E-2,0.1565749235474006,719.1543333333334,2.4313878064596337,4.5038239727460766E-2,4.5038239727460766E-2,2.4313878064596337]
[null,69.72499999999873,4.9223814330029925E-2,0.15669472073450649,719.1543333333334,2.4341604830375103,4.9223814330029925E-2,4.9223814330029925E-2,2.4341604830375103]
[null,69.749999999998735,5.1051691846341757E-2,0.15681470137825421,719.1543333333334,2.4368457997816275,5.1051691846341757E-2,5.1051691846341757E-2,2.4368457997816275]
[null,69.774999999998741,4.918235594868163E-2,0.15693486590038314,719.1543333333334,2.4394411794928823,4.918235594868163E-2,4.918235594868163E-2,2.4394411794928823]
[null,69.799999999998747,4.3613422448985015E-2,0.15705521472392639,719.1543333333334,2.4419440654139466,4.3613422448985015E-2,4.3613422448985015E-2,2.4419440654139466]
[null,69.824999999998752,3.1808777520815311E-2,0.15717574827321565,719.1543333333334,2.4443519239238922,3.1808777520815311E-2,3.1808777520815311E-2,2.4443519239238922]
[null,69.849999999998758,1.3369996847573557E-2,0.15729646697388633,719.1543333333334,2.4466622472149187,1.3369996847573557E-2,1.3369996847573557E-2,2.4466622472149187]
[null,69.874999999998764,-6.9623589686532089E-3,0.15741737125288241,719.1543333333334,2.4488725559451363,-6.9623589686532089E-3,-6.9623589686532089E-3,2.4488725559451363]
[null,69.899999999998769,-1.9312718053866747E-2,0.15753846153846154,719.1543333333334,2.4509804018613304,-1.9312718053866747E-2,-1.9312718053866747E-2,2.4509804018613304]
[null,69.924999999998775,-2.0637266978730435E-2,0.15765973826020016,719.1543333333334,2.4529833703857142,-2.0637266978730435E-2,-2.0637266978730435E-2,2.4529833703857142]
[null,69.949999999998781,-1.7835183728181353E-2,0.15778120184899846,719.1543333333334,2.4548790831606979,-1.7835183728181353E-2,-1.7835183728181353E-2,2.4548790831606979]
[null,69.974999999998786,-1.6338178533300489E-2,0.15790285273708557,719.1543333333334,2.4566652005458134,-1.6338178533300489E-2,-1.6338178533300489E-2,2.4566652005458134]
[null,69.999999999998792,-1.7980884109916363E-2,0.15802469135802469,719.1543333333334,2.4583394240610263,-1.7980884109916363E-2,-1.7980884109916363E-2,2.4583394240610263]
[null,70.024999999998798,-1.9630079976264096E-2,0.15814671814671816,719.1543333333334,2.4598994987708416,-1.9630079976264096E-2,-1.9630079976264096E-2,2.4598994987708416]
[null,70.049999999998803,-2.0581635923886121E-2,0.15826893353941268,719.1543333333334,2.4613432156037423,-2.0581635923886121E-2,-2.0581635923886121E-2,2.4613432156037423]
[null,70.074999999998809,-2.5604060537184052E-2,0.15839133797370455,719.1543333333334,2.462668413601711,-2.5604060537184052E-2,-2.5604060537184052E-2,2.462668413601711]
[null,70.099999999998815,-3.1920701904966285E-2,0.1585139318885449,719.1543333333334,2.4638729820948182,-3.1920701904966285E-2,-3.1920701904966285E-2,2.4638729820948182]
[null,70.12499999999882,-3.3203395083804231E-2,0.15863671572424476,719.1543333333334,2.4649548627960978,-3.3203395083804231E-2,-3.3203395083804231E-2,2.4649548627960978]
[null,70.149999999998826,-2.8418859457411776E-2,0.15875968992248063,719.1543333333334,2.4659120518121913,-2.8418859457411776E-2,-2.8418859457411776E-2,2.4659120518121913]
[null,70.174999999998832,-1.9710215186218318E-2,0.15888285492629944,719.1543333333334,2.4667426015655867,-1.9710215186218318E-2,-1.9710215186218318E-2,2.4667426015655867]
[null,70.199999999998838,-1.4096247023076281E-2,0.15900621118012423,719.1543333333334,2.4674446226245381,-1.4096247023076281E-2,-1.4096247023076281E-2,2.4674446226245381]
[null,70.224999999998843,-1.9476962120549859E-2,0.15912975912975913,719.1543333333334,2.4680162854371641,-1.9476962120549859E-2,-1.9476962120549859E-2,2.4680162854371641]
[null,70.249999999998849,-3.4965574973442791E-2,0.15925349922239501,719.1543333333334,2.4684558219665367,-3.4965574973442791E-2,-3.4965574973442791E-2,2.4684558219665367]
[null,70.274999999998855,-5.2288952997056867E-2,0.1593774319066148,719.1543333333334,2.468761527223986,-5.2288952997056867E-2,-5.2288952997056867E-2,2.468761527223986]
[null,70.29999999999886,-6.2088893127445421E-2,0.15950155763239876,719.1543333333334,2.4689317606982666,-6.2088893127445421E-2,-6.2088893127445421E-2,2.4689317606982666]
[null,70.324999999998866,-6.2548644059265621E-2,0.15962587685113017,719.1543333333334,2.4689649476785953,-6.2548644059265621E-2,-6.2548644059265621E-2,2.4689649476785953]
[null,70.349999999998872,-6.175696116687461E-2,0.15975039001560062,719.1543333333334,2.4688595804700864,-6.175696116687461E-2,-6.175696116687461E-2,2.4688595804700864]
[null,70.374999999998877,-6.217128007057196E-2,0.15987509758001561,719.1543333333334,2.4686142195004814,-6.217128007057196E-2,-6.217128007057196E-2,2.4686142195004814]
[null,70.399999999998883,-6.1277342001181484E-2,0.16,719.1543333333334,2.4682274943175901,-6.1277342001181484E-2,-6.1277342001181484E-2,2.4682274943175901]
[null,70.424999999998889,-6.304336308270217E-2,0.16012509773260358,719.1543333333334,2.4676981044772663,-6.304336308270217E-2,-6.304336308270217E-2,2.4676981044772663]
[null,70.449999999998894,-6.455838214296121E-2,0.16025039123630672,719.1543333333334,2.4670248203222807,-6.455838214296121E-2,-6.455838214296121E-2,2.4670248203222807]
[null,70.4749999999989,-5.87983162334067E-2,0.16037588097102584,719.1543333333334,2.4662064836528348,-5.87983162334067E-2,-5.87983162334067E-2,2.4662064836528348]
[null,70.499999999998906,-5.29326837745406E-2,0.16050156739811913,719.1543333333334,2.4652420082900317,-5.29326837745406E-2,-5.29326837745406E-2,2.4652420082900317]
[null,70.524999999998911,-5.241849388190848E-2,0.16062745098039216,719.1543333333334,2.4641303805339909,-5.241849388190848E-2,-5.241849388190848E-2,2.4641303805339909]
[null,70.549999999998917,-4.819026880395879E-2,0.16075353218210361,719.1543333333334,2.4628706595188241,-4.819026880395879E-2,-4.819026880395879E-2,2.4628706595188241]
[null,70.574999999998923,-3.5006371080328606E-2,0.16087981146897093,719.1543333333334,2.4614619774670992,-3.5006371080328606E-2,-3.5006371080328606E-2,2.4614619774670992]
[null,70.599999999998929,-2.1645381165444115E-2,0.16100628930817609,719.1543333333334,2.4599035398468714,-2.1645381165444115E-2,-2.1645381165444115E-2,2.4599035398468714]
[null,70.624999999998934,-1.6895681175775574E-2,0.16113296616837136,719.1543333333334,2.4581946254347824,-1.6895681175775574E-2,-1.6895681175775574E-2,2.4581946254347824]
[null,70.64999999999894,-1.9252583532677871E-2,0.16125984251968503,719.1543333333334,2.4563345862891284,-1.9252583532677871E-2,-1.9252583532677871E-2,2.4563345862891284]
[null,70.674999999998946,-2.5200073115100662E-2,0.16138691883372736,719.1543333333334,2.4543228476371723,-2.5200073115100662E-2,-2.5200073115100662E-2,2.4543228476371723]
[null,70.699999999998951,-2.9740361919748243E-2,0.16151419558359623,719.1543333333334,2.452158907681361,-2.9740361919748243E-2,-2.9740361919748243E-2,2.452158907681361]
[null,70.724999999998957,-2.4412628779269255E-2,0.16164167324388318,719.1543333333334,2.4498423373293838,-2.4412628779269255E-2,-2.4412628779269255E-2,2.4498423373293838]
[null,70.749999999998963,-1.1087004320678592E-2,0.16176935229067929,719.1543333333334,2.4473727798533789,-1.1087004320678592E-2,-1.1087004320678592E-2,2.4473727798533789]
[null,70.774999999998968,-1.5181979776787266E-3,0.16189723320158103,719.1543333333334,2.4447499504838062,-1.5181979776787266E-3,-1.5181979776787266E-3,2.4447499504838062]
[null,70.799999999998974,-7.6625155303361079E-4,0.16202531645569621,719.1543333333334,2.441973635943758,-7.6625155303361079E-4,-7.6625155303361079E-4,2.441973635943758]
[null,70.82499999999898,-3.9499373488358644E-3,0.16215360253365005,719.1543333333334,2.4390436939296913,-3.9499373488358644E-3,-3.9499373488358644E-3,2.4390436939296913]
[null,70.849999999998985,-4.617112642289695E-3,0.16228209191759113,719.1543333333334,2.4359600525447043,-4.617112642289695E-3,-4.617112642289695E-3,2.4359600525447043]
[null,70.874999999998991,-1.1352708835005824E-3,0.16241078509119747,719.1543333333334,2.4327227096906019,-1.1352708835005824E-3,-1.1352708835005824E-3,2.4327227096906019]
[null,70.899999999998997,3.643436727622408E-3,0.16253968253968254,719.1543333333334,2.4293317324250858,3.643436727622408E-3,3.643436727622408E-3,2.4293317324250858]
[null,70.924999999999002,7.0688527022122801E-3,0.16266878474980143,719.1543333333334,2.4257872562904268,7.0688527022122801E-3,7.0688527022122801E-3,2.4257872562904268]
[null,70.949999999999008,1.0038226481971545E-2,0.16279809220985691,719.1543333333334,2.4220894846199674,1.0038226481971545E-2,1.0038226481971545E-2,2.4220894846199674]
[null,70.974999999999014,1.4209363501259642E-2,0.16292760540970566,719.1543333333334,2.4182386878287785,1.4209363501259642E-2,1.4209363501259642E-2,2.4182386878287785]
[null,70.999999999999019,1.9105161237340674E-2,0.16305732484076432,719.1543333333334,2.4142352026946376,1.9105161237340674E-2,1.9105161237340674E-2,2.4142352026946376]
[null,71.024999999999025,2.5755456479295911E-2,0.16318725099601594,719.1543333333334,2.4100794316354355,2.5755456479295911E-2,2.5755456479295911E-2,2.4100794316354355]
[null,71.049999999999031,3.7036374762574625E-2,0.16331738437001594,719.1543333333334,2.4057718419888561,3.7036374762574625E-2,3.7036374762574625E-2,2.4057718419888561]
[null,71.074999999999037,4.9952183783812436E-2,0.16344772545889863,719.1543333333334,2.4013129653000114,4.9952183783812436E-2,4.9952183783812436E-2,2.4013129653000114]
[null,71.099999999999042,5.6106832818083804E-2,0.16357827476038339,719.1543333333334,2.3967033966223825,5.6106832818083804E-2,5.6106832818083804E-2,2.3967033966223825]
[null,71.124999999999048,5.4678306802618398E-2,0.16370903277378099,719.1543333333334,2.3919437938371821,5.4678306802618398E-2,5.4678306802618398E-2,2.3919437938371821]
[null,71.149999999999054,5.2787513212375486E-2,0.16384000000000001,719.1543333333334,2.3870348769958118,5.2787513212375486E-2,5.2787513212375486E-2,2.3870348769958118]
[null,71.174999999999059,5.1889866405995411E-2,0.16397117694155325,719.1543333333334,2.3819774276897854,5.1889866405995411E-2,5.1889866405995411E-2,2.3819774276897854]
[null,71.199999999999065,4.7520576867547765E-2,0.1641025641025641,719.1543333333334,2.3767722884520284,4.7520576867547765E-2,4.7520576867547765E-2,2.3767722884520284]
[null,71.224999999999071,4.0050650750886804E-2,0.16423416198877305,719.1543333333334,2.3714203621929855,4.0050650750886804E-2,4.0050650750886804E-2,2.3714203621929855]
[null,71.249999999999076,3.2522974301101765E-2,0.16436597110754414,719.1543333333334,2.3659226116745549,3.2522974301101765E-2,3.2522974301101765E-2,2.3659226116745549]
[null,71.274999999999082,2.5179145242087791E-2,0.16449799196787149,719.1543333333334,2.3602800590242659,2.5179145242087791E-2,2.5179145242087791E-2,2.3602800590242659]
[null,71.299999999999088,1.8743691835745341E-2,0.16463022508038586,719.1543333333334,2.3544937852916732,1.8743691835745341E-2,1.8743691835745341E-2,2.3544937852916732]
[null,71.324999999999093,1.1396683859311708E-2,0.16476267095736122,719.1543333333334,2.348564930048306,1.1396683859311708E-2,1.1396683859311708E-2,2.348564930048306]
[null,71.349999999999099,2.8317531464659698E-3,0.16489533011272142,719.1543333333334,2.3424946910320084,2.8317531464659698E-3,2.8317531464659698E-3,2.3424946910320084]
[null,71.374999999999105,2.6822115728488961E-4,0.16502820306204674,719.1543333333334,2.3362843238358639,2.6822115728488961E-4,2.6822115728488961E-4,2.3362843238358639]
[null,71.39999999999911,4.9891784352838657E-3,0.16516129032258065,719.1543333333334,2.3299351416413603,4.9891784352838657E-3,4.9891784352838657E-3,2.3299351416413603]
[null,71.424999999999116,1.0410159820073275E-2,0.16529459241323649,719.1543333333334,2.3234485149948121,1.0410159820073275E-2,1.0410159820073275E-2,2.3234485149948121]
[null,71.449999999999122,1.0938125021523916E-2,0.16542810985460421,719.1543333333334,2.3168258716254826,1.0938125021523916E-2,1.0938125021523916E-2,2.3168258716254826]
[null,71.474999999999127,3.5205185873950608E-3,0.16556184316895717,719.1543333333334,2.3100686963032606,3.5205185873950608E-3,3.5205185873950608E-3,2.3100686963032606]
[null,71.499999999999133,-8.2694238477086617E-3,0.1656957928802589,719.1543333333334,2.3031785307331352,-8.2694238477086617E-3,-8.2694238477086617E-3,2.3031785307331352]
[null,71.524999999999139,-1.8501431837387776E-2,0.16582995951417004,719.1543333333334,2.2961569734831908,-1.8501431837387776E-2,-1.8501431837387776E-2,2.2961569734831908]
[null,71.549999999999145,-2.3459086008259886E-2,0.16596434359805509,719.1543333333334,2.2890056799422229,-2.3459086008259886E-2,-2.3459086008259886E-2,2.2890056799422229]
[null,71.57499999999915,-2.3072979996662142E-2,0.16609894566098946,719.1543333333334,2.2817263623025976,-2.3072979996662142E-2,-2.3072979996662142E-2,2.2817263623025976]
[null,71.599999999999156,-2.5049339447451177E-2,0.16623376623376623,719.1543333333334,2.274320789563463,-2.5049339447451177E-2,-2.5049339447451177E-2,2.274320789563463]
[null,71.624999999999162,-3.2036070116321869E-2,0.16636880584890332,719.1543333333334,2.2669125265835102,-3.2036070116321869E-2,-3.2036070116321869E-2,2.2669125265835102]
[null,71.649999999999167,-3.6485097500046366E-2,0.16650406504065041,719.1543333333334,2.2690268551114912,-3.6485097500046366E-2,-3.6485097500046366E-2,2.2690268551114912]
[null,71.674999999999173,-3.5981901363490672E-2,0.16663954434499592,719.1543333333334,2.2709785635522937,-3.5981901363490672E-2,-3.5981901363490672E-2,2.2709785635522937]
[null,71.699999999999179,-3.5473671941020461E-2,0.16677524429967427,719.1543333333334,2.2727671790915691,-3.5473671941020461E-2,-3.5473671941020461E-2,2.2727671790915691]
[null,71.724999999999184,-3.8215223305703247E-2,0.16691116544417278,719.1543333333334,2.2743922968351749,-3.8215223305703247E-2,-3.8215223305703247E-2,2.2743922968351749]
[null,71.74999999999919,-4.3733426581577667E-2,0.16704730831973899,719.1543333333334,2.2758535808612947,-4.3733426581577667E-2,-4.3733426581577667E-2,2.2758535808612947]
[null,71.774999999999196,-4.9452563929353814E-2,0.16718367346938776,719.1543333333334,2.277150765304512,-4.9452563929353814E-2,-4.9452563929353814E-2,2.277150765304512]
[null,71.799999999999201,-5.1849600118679569E-2,0.16732026143790849,719.1543333333334,2.2782836554671024,-5.1849600118679569E-2,-5.1849600118679569E-2,2.2782836554671024]
[null,71.824999999999207,-5.1972650713799445E-2,0.16745707277187244,719.1543333333334,2.2792521289523453,-5.1972650713799445E-2,-5.1972650713799445E-2,2.2792521289523453]
[null,71.849999999999213,-5.46290335826135E-2,0.16759410801963995,719.1543333333334,2.2800561368140011,-5.46290335826135E-2,-5.46290335826135E-2,2.2800561368140011]
[null,71.874999999999218,-6.0159820073274063E-2,0.16773136773136774,719.1543333333334,2.2806957047156722,-6.0159820073274063E-2,-6.0159820073274063E-2,2.2806957047156722]
[null,71.899999999999224,-6.2769976184610318E-2,0.16786885245901639,719.1543333333334,2.2811709340932298,-6.2769976184610318E-2,-6.2769976184610318E-2,2.2811709340932298]
[null,71.92499999999923,-5.8245714421953525E-2,0.16800656275635767,719.1543333333334,2.2814820033130858,-5.8245714421953525E-2,-5.8245714421953525E-2,2.2814820033130858]
[null,71.949999999999235,-5.2132391314137973E-2,0.16814449917898194,719.1543333333334,2.2816291688186556,-5.2132391314137973E-2,-5.2132391314137973E-2,2.2816291688186556]
[null,71.974999999999241,-4.9927944538487444E-2,0.16828266228430566,719.1543333333334,2.2816127662570205,-4.9927944538487444E-2,-4.9927944538487444E-2,2.2816127662570205]
[null,71.999999999999247,-4.722109635563617E-2,0.16842105263157894,719.1543333333334,2.2814332115774816,-4.722109635563617E-2,-4.722109635563617E-2,2.2814332115774816]
[null,72.024999999999253,-4.0370926680918809E-2,0.16855967078189302,719.1543333333334,2.2810910020934401,-4.0370926680918809E-2,-4.0370926680918809E-2,2.2810910020934401]
[null,72.049999999999258,-3.3085907594168691E-2,0.1686985172981878,719.1543333333334,2.2805867174988039,-3.3085907594168691E-2,-3.3085907594168691E-2,2.2805867174988039]
[null,72.074999999999264,-2.7390347217255195E-2,0.1688375927452597,719.1543333333334,2.2799210208300211,-2.7390347217255195E-2,-2.7390347217255195E-2,2.2799210208300211]
[null,72.09999999999927,-1.922728464821305E-2,0.16897689768976898,719.1543333333334,2.2790946593646666,-1.922728464821305E-2,-1.922728464821305E-2,2.2790946593646666]
[null,72.124999999999275,-7.0262022268316859E-3,0.16911643270024773,719.1543333333334,2.2781084654475201,-7.0262022268316859E-3,-7.0262022268316859E-3,2.2781084654475201]
[null,72.149999999999281,6.9828894769886811E-3,0.16925619834710745,719.1543333333334,2.2769633572350729,6.9828894769886811E-3,6.9828894769886811E-3,2.2769633572350729]
[null,72.174999999999287,1.9955124282425681E-2,0.16939619520264682,719.1543333333334,2.2756603393494279,1.9955124282425681E-2,1.9955124282425681E-2,2.2756603393494279]
[null,72.199999999999292,2.7148087218897485E-2,0.1695364238410596,719.1543333333334,2.2742005034327617,2.7148087218897485E-2,2.7148087218897485E-2,2.2742005034327617]
[null,72.224999999999298,2.9745925025232677E-2,0.16967688483844243,719.1543333333334,2.2725850285936104,2.9745925025232677E-2,2.9745925025232677E-2,2.2725850285936104]
[null,72.249999999999304,3.4018257582380355E-2,0.16981757877280265,719.1543333333334,2.2708151817365509,3.4018257582380355E-2,3.4018257582380355E-2,2.2708151817365509]
[null,72.274999999999309,3.9014191217180978E-2,0.16995850622406639,719.1543333333334,2.2688923177670994,3.9014191217180978E-2,3.9014191217180978E-2,2.2688923177670994]
[null,72.299999999999315,4.1043267715179542E-2,0.17009966777408639,719.1543333333334,2.2668178796640044,4.1043267715179542E-2,4.1043267715179542E-2,2.2668178796640044]
[null,72.324999999999321,4.2491529509625495E-2,0.17024106400665004,719.1543333333334,2.2645933984115119,4.2491529509625495E-2,4.2491529509625495E-2,2.2645933984115119]
[null,72.349999999999326,4.8387229229086039E-2,0.17038269550748752,719.1543333333334,2.2622204927846301,4.8387229229086039E-2,4.8387229229086039E-2,2.2622204927846301]
[null,72.374999999999332,6.1830076267527019E-2,0.17052456286427978,719.1543333333334,2.259700868980878,6.1830076267527019E-2,6.1830076267527019E-2,2.259700868980878]
[null,72.399999999999338,7.7668502491476513E-2,0.17066666666666666,719.1543333333334,2.2570363200925891,7.7668502491476513E-2,7.7668502491476513E-2,2.2570363200925891]
[null,72.424999999999343,8.626177855131438E-2,0.17080900750625522,719.1543333333334,2.2542287254143805,8.626177855131438E-2,8.626177855131438E-2,2.2542287254143805]
[null,72.449999999999349,8.9332082959148226E-2,0.17095158597662771,719.1543333333334,2.2512800495810188,8.9332082959148226E-2,8.9332082959148226E-2,2.2512800495810188]
[null,72.474999999999355,9.1681700296963875E-2,0.17109440267335005,719.1543333333334,2.2481923415315759,9.1681700296963875E-2,9.1681700296963875E-2,2.2481923415315759]
[null,72.499999999999361,9.0297546670481357E-2,0.17123745819397992,719.1543333333334,2.2449677332964182,9.0297546670481357E-2,9.0297546670481357E-2,2.2449677332964182]
[null,72.524999999999366,8.5745734290187489E-2,0.17138075313807533,719.1543333333334,2.2416084386043416,8.5745734290187489E-2,8.5745734290187489E-2,2.2416084386043416]
[null,72.549999999999372,8.2316742033500478E-2,0.17152428810720269,719.1543333333334,2.2381167513078069,8.2316742033500478E-2,8.2316742033500478E-2,2.2381167513078069]
[null,72.574999999999378,8.2509993721638086E-2,0.17166806370494553,719.1543333333334,2.2344950436250746,8.2509993721638086E-2,8.2509993721638086E-2,2.2344950436250746]
[null,72.599999999999383,8.7215718687001148E-2,0.17181208053691274,719.1543333333334,2.2307457641987591,8.7215718687001148E-2,8.7215718687001148E-2,2.2307457641987591]
[null,72.624999999999389,9.1573749559587483E-2,0.17195633921074727,719.1543333333334,2.2268714359711193,9.1573749559587483E-2,9.1573749559587483E-2,2.2268714359711193]
[null,72.649999999999395,9.1443678855165869E-2,0.17210084033613446,719.1543333333334,2.2228746538771889,9.1443678855165869E-2,9.1443678855165869E-2,2.2228746538771889]
[null,72.6749999999994,9.1093335664539421E-2,0.17224558452481076,719.1543333333334,2.2187580823576902,9.1093335664539421E-2,9.1093335664539421E-2,2.2187580823576902]
[null,72.699999999999406,9.1723820952774537E-2,0.1723905723905724,719.1543333333334,2.2145244526944312,9.1723820952774537E-2,9.1723820952774537E-2,2.2145244526944312]
[null,72.724999999999412,8.8828754367700088E-2,0.17253580454928391,719.1543333333334,2.2101765601717309,8.8828754367700088E-2,8.8828754367700088E-2,2.2101765601717309]
[null,72.749999999999417,8.5064386323237595E-2,0.17268128161888702,719.1543333333334,2.2057172610682043,8.5064386323237595E-2,8.5064386323237595E-2,2.2057172610682043]
[null,72.774999999999423,8.6733450423458286E-2,0.17282700421940927,719.1543333333334,2.2011494694840334,8.6733450423458286E-2,8.6733450423458286E-2,2.2011494694840334]
[null,72.799999999999429,9.4397025592934322E-2,0.17297297297297298,719.1543333333334,2.196476154009646,9.4397025592934322E-2,9.4397025592934322E-2,2.196476154009646]
[null,72.824999999999434,0.10426690190655574,0.17311918850380389,719.1543333333334,2.1917003342424883,0.10426690190655574,0.10426690190655574,2.1917003342424883]
[null,72.84999999999944,0.10980192695377582,0.17326565143824027,719.1543333333334,2.1868250771593365,0.10980192695377582,0.10980192695377582,2.1868250771593365]
[null,72.874999999999446,0.10601040565635363,0.17341236240474175,719.1543333333334,2.1818534933523166,0.10601040565635363,0.10601040565635363,2.1818534933523166]
[null,72.899999999999451,9.3843364142341429E-2,0.17355932203389832,719.1543333333334,2.1767887331375251,9.3843364142341429E-2,9.3843364142341429E-2,2.1767887331375251]
[null,72.924999999999457,7.9556779438762118E-2,0.17370653095843935,719.1543333333334,2.1716339825458242,7.9556779438762118E-2,7.9556779438762118E-2,2.1716339825458242]
[null,72.949999999999463,7.1178345214537253E-2,0.17385398981324279,719.1543333333334,2.1663924592060044,7.1178345214537253E-2,7.1178345214537253E-2,2.1663924592060044]
[null,72.974999999999469,6.8474940858890609E-2,0.17400169923534409,719.1543333333334,2.161067408131184,6.8474940858890609E-2,6.8474940858890609E-2,2.161067408131184]
[null,72.999999999999474,6.312800175900074E-2,0.17414965986394557,719.1543333333334,2.1556620974198237,6.312800175900074E-2,6.312800175900074E-2,2.1556620974198237]
[null,73.02499999999948,5.3124743368645949E-2,0.17429787234042554,719.1543333333334,2.1501798138833221,5.3124743368645949E-2,5.3124743368645949E-2,2.1501798138833221]
[null,73.049999999999486,4.4615178800859474E-2,0.17444633730834752,719.1543333333334,2.1446238586126274,4.4615178800859474E-2,4.4615178800859474E-2,2.1446238586126274]
[null,73.074999999999491,4.1533880636949037E-2,0.17459505541346973,719.1543333333334,2.1389975424967211,4.1533880636949037E-2,4.1533880636949037E-2,2.1389975424967211]
[null,73.099999999999497,3.8948758500292731E-2,0.17474402730375427,719.1543333333334,2.133304181706261,3.8948758500292731E-2,3.8948758500292731E-2,2.133304181706261]
[null,73.124999999999503,2.9656385517911703E-2,0.1748932536293766,719.1543333333334,2.1275470931559575,2.9656385517911703E-2,2.9656385517911703E-2,2.1275470931559575]
[null,73.149999999999508,1.6205591185921599E-2,0.17504273504273504,719.1543333333334,2.1217295899595605,1.6205591185921599E-2,1.6205591185921599E-2,2.1217295899595605]
[null,73.174999999999514,4.8466569709685941E-3,0.17519247219846024,719.1543333333334,2.1158549768915078,4.8466569709685941E-3,4.8466569709685941E-3,2.1158549768915078]
[null,73.19999999999952,-5.2711749013872348E-3,0.17534246575342466,719.1543333333334,2.1099265458694672,-5.2711749013872348E-3,-5.2711749013872348E-3,2.1099265458694672]
[null,73.224999999999525,-1.8005785629703872E-2,0.17549271636675234,719.1543333333334,2.1039475714720304,-1.8005785629703872E-2,-1.8005785629703872E-2,2.1039475714720304]
[null,73.249999999999531,-3.3714670968801715E-2,0.17564322469982846,719.1543333333334,2.0979213065058584,-3.3714670968801715E-2,-3.3714670968801715E-2,2.0979213065058584]
[null,73.274999999999537,-4.8340605106930994E-2,0.17579399141630903,719.1543333333334,2.0918509776364598,-4.8340605106930994E-2,-4.8340605106930994E-2,2.0918509776364598]
[null,73.299999999999542,-5.8371414114923005E-2,0.1759450171821306,719.1543333333334,2.0857397810966716,-5.8371414114923005E-2,-5.8371414114923005E-2,2.0857397810966716]
[null,73.324999999999548,-6.2037235719375756E-2,0.1760963026655202,719.1543333333334,2.0795908784866488,-6.2037235719375756E-2,-6.2037235719375756E-2,2.0795908784866488]
[null,73.349999999999554,-5.6701820195132556E-2,0.17624784853700518,719.1543333333334,2.073407392678865,-5.6701820195132556E-2,-5.6701820195132556E-2,2.073407392678865]
[null,73.374999999999559,-4.646636837824876E-2,0.17639965546942291,719.1543333333334,2.0671924038412817,-4.646636837824876E-2,-4.646636837824876E-2,2.0671924038412817]
[null,73.399999999999565,-4.076074142950626E-2,0.17655172413793102,719.1543333333334,2.0609489455913002,-4.076074142950626E-2,-4.076074142950626E-2,2.0609489455913002]
[null,73.424999999999571,-4.3594746309144401E-2,0.17670405522001725,719.1543333333334,2.054680001292621,-4.3594746309144401E-2,-4.3594746309144401E-2,2.054680001292621]
[null,73.449999999999577,-5.4630225676645904E-2,0.17685664939550949,719.1543333333334,2.0483885005065439,-5.4630225676645904E-2,-5.4630225676645904E-2,2.0483885005065439]
[null,73.474999999999582,-6.7513450794331936E-2,0.17700950734658599,719.1543333333334,2.0420773156084326,-6.7513450794331936E-2,-6.7513450794331936E-2,2.0420773156084326]
[null,73.499999999999588,-7.3480676155735031E-2,0.17716262975778546,719.1543333333334,2.0357492585794765,-7.3480676155735031E-2,-7.3480676155735031E-2,2.0357492585794765]
[null,73.524999999999594,-7.541133866861649E-2,0.17731601731601732,719.1543333333334,2.0294070779829014,-7.541133866861649E-2,-7.541133866861649E-2,2.0294070779829014]
[null,73.549999999999599,-8.1496051519655027E-2,0.17746967071057193,719.1543333333334,2.0230534561330069,-8.1496051519655027E-2,-8.1496051519655027E-2,2.0230534561330069]
[null,73.574999999999605,-9.2463978891988347E-2,0.17762359063313096,719.1543333333334,2.016691006464423,-9.2463978891988347E-2,-9.2463978891988347E-2,2.016691006464423]
[null,73.599999999999611,-0.10622657204089141,0.17777777777777778,719.1543333333334,2.0103222711080111,-0.10622657204089141,-0.10622657204089141,2.0103222711080111]
[null,73.624999999999616,-0.12122337987798247,0.17793223284100781,719.1543333333334,2.0039497186788253,-0.12122337987798247,-0.12122337987798247,2.0039497186788253]
[null,73.649999999999622,-0.13243886544437286,0.17808695652173914,719.1543333333334,1.9975757422804858,-0.13243886544437286,-0.13243886544437286,1.9975757422804858]
[null,73.674999999999628,-0.13302908444529216,0.17824194952132288,719.1543333333334,1.9912026577292914,-0.13302908444529216,-0.13302908444529216,1.9912026577292914]
[null,73.699999999999633,-0.12182287072137583,0.17839721254355401,719.1543333333334,1.9848327020002661,-0.12182287072137583,-0.12182287072137583,1.9848327020002661]
[null,73.724999999999639,-0.10616709979416505,0.17855274629468179,719.1543333333334,1.9784680318963295,-0.10616709979416505,-0.10616709979416505,1.9784680318963295]
[null,73.749999999999645,-9.3501630519726542E-2,0.1787085514834206,719.1543333333334,1.9721107229406571,-9.3501630519726542E-2,-9.3501630519726542E-2,1.9721107229406571]
[null,73.77499999999965,-8.5188364102604872E-2,0.17886462882096069,719.1543333333334,1.9657627684913119,-8.5188364102604872E-2,-8.5188364102604872E-2,1.9657627684913119]
[null,73.799999999999656,-8.1570756079017287E-2,0.17902097902097902,719.1543333333334,1.9594260790761833,-8.1570756079017287E-2,-8.1570756079017287E-2,1.9594260790761833]
[null,73.824999999999662,-8.0103685689838292E-2,0.17917760279965003,719.1543333333334,1.9531024819453129,-8.0103685689838292E-2,-8.0103685689838292E-2,1.9531024819453129]
[null,73.849999999999667,-7.4782310384198664E-2,0.17933450087565675,719.1543333333334,1.9467937208368207,-7.4782310384198664E-2,-7.4782310384198664E-2,1.9467937208368207]
[null,73.874999999999673,-6.8164863955579941E-2,0.17949167397020158,719.1543333333334,1.9405014559517062,-6.8164863955579941E-2,-6.8164863955579941E-2,1.9405014559517062]
[null,73.899999999999679,-6.4325526441970149E-2,0.17964912280701753,719.1543333333334,1.9342272641321263,-6.4325526441970149E-2,-6.4325526441970149E-2,1.9342272641321263]
[null,73.924999999999685,-5.968867802070002E-2,0.17980684811237929,719.1543333333334,1.9279726392369747,-5.968867802070002E-2,-5.968867802070002E-2,1.9279726392369747]
[null,73.94999999999969,-5.3780792451130773E-2,0.17996485061511425,719.1543333333334,1.921738992708024,-5.3780792451130773E-2,-5.3780792451130773E-2,1.921738992708024]
[null,73.974999999999696,-4.846299342758828E-2,0.1801231310466139,719.1543333333334,1.915527654319322,-4.846299342758828E-2,-4.846299342758828E-2,1.915527654319322]
[null,73.999999999999702,-4.3745744886578911E-2,0.18028169014084508,719.1543333333334,1.9093398731021773,-4.3745744886578911E-2,-4.3745744886578911E-2,1.9093398731021773]
[null,74.024999999999707,-4.1093733029216858E-2,0.18044052863436125,719.1543333333334,1.9031768184376483,-4.1093733029216858E-2,-4.1093733029216858E-2,1.9031768184376483]
[null,74.049999999999713,-4.1465533912426092E-2,0.18059964726631395,719.1543333333334,1.8970395813083005,-4.1465533912426092E-2,-4.1465533912426092E-2,1.8970395813083005]
[null,74.074999999999719,-4.1670838995780009E-2,0.18075904677846424,719.1543333333334,1.8909291757008071,-4.1670838995780009E-2,-4.1670838995780009E-2,1.8909291757008071]
[null,74.099999999999724,-3.6975313057138415E-2,0.18091872791519434,719.1543333333334,1.8848465401509413,-3.6975313057138415E-2,-3.6975313057138415E-2,1.8848465401509413]
[null,74.12499999999973,-2.8758208891961828E-2,0.18107869142351901,719.1543333333334,1.8787925394225684,-2.8758208891961828E-2,-2.8758208891961828E-2,1.8787925394225684]
[null,74.149999999999736,-2.2392294304174696E-2,0.18123893805309735,719.1543333333334,1.872767966312336,-2.2392294304174696E-2,-2.2392294304174696E-2,1.872767966312336]
[null,74.174999999999741,-1.8258906929245179E-2,0.18139946855624448,719.1543333333334,1.8667735435720216,-1.8258906929245179E-2,-1.8258906929245179E-2,1.8667735435720216]
[null,74.199999999999747,-1.3537552286568857E-2,0.18156028368794327,719.1543333333334,1.8608099259407009,-1.3537552286568857E-2,-1.3537552286568857E-2,1.8608099259407009]
[null,74.224999999999753,-8.7167240196350873E-3,0.18172138420585626,719.1543333333334,1.8548777022792793,-8.7167240196350873E-3,-8.7167240196350873E-3,1.8548777022792793]
[null,74.249999999999758,-4.7553955500453998E-3,0.18188277087033747,719.1543333333334,1.8489773978002395,-4.7553955500453998E-3,-4.7553955500453998E-3,1.8489773978002395]
[null,74.274999999999764,-2.3665715640538419E-3,0.18204444444444445,719.1543333333334,1.8431094763858953,-2.3665715640538419E-3,-2.3665715640538419E-3,1.8431094763858953]
[null,74.29999999999977,-5.3489259232768569E-3,0.18220640569395019,719.1543333333334,1.8372743429888161,-5.3489259232768569E-3,-5.3489259232768569E-3,1.8372743429888161]
[null,74.324999999999775,-1.3474503757745303E-2,0.18236865538735531,719.1543333333334,1.8314723461084839,-1.3474503757745303E-2,-1.3474503757745303E-2,1.8314723461084839]
[null,74.349999999999781,-1.7695311361715718E-2,0.18253119429590017,719.1543333333334,1.8257037803386698,-1.7695311361715718E-2,-1.7695311361715718E-2,1.8257037803386698]
[null,74.374999999999787,-1.0778781785862931E-2,0.18269402319357717,719.1543333333334,1.8199688889803169,-1.0778781785862931E-2,-1.0778781785862931E-2,1.8199688889803169]
[null,74.399999999999793,1.1727556180742092E-3,0.18285714285714286,719.1543333333334,1.8142678667150505,1.1727556180742092E-3,1.1727556180742092E-3,1.8142678667150505]
[null,74.424999999999798,8.5749972846746441E-3,0.18302055406613046,719.1543333333334,1.8086008623347025,8.5749972846746441E-3,8.5749972846746441E-3,1.8086008623347025]
[null,74.449999999999804,1.1489932103622081E-2,0.18318425760286225,719.1543333333334,1.8029679815223705,1.1489932103622081E-2,1.1489932103622081E-2,1.8029679815223705]
[null,74.47499999999981,1.2872098906717418E-2,0.18334825425246196,719.1543333333334,1.7973692896806499,1.2872098906717418E-2,1.2872098906717418E-2,1.7973692896806499]
[null,74.499999999999815,1.3767891344602665E-2,0.18351254480286738,719.1543333333334,1.7918048148026622,1.3767891344602665E-2,1.3767891344602665E-2,1.7918048148026622]
[null,74.524999999999821,1.4213072238249231E-2,0.18367713004484304,719.1543333333334,1.7932721195446395,1.4213072238249231E-2,1.4213072238249231E-2,1.7932721195446395]
[null,74.549999999999827,1.4288571526966469E-2,0.18384201077199283,719.1543333333334,1.7955768069305837,1.4288571526966469E-2,1.4288571526966469E-2,1.7955768069305837]
[null,74.574999999999832,1.4645405007324749E-2,0.18400718778077269,719.1543333333334,1.797873746640636,1.4645405007324749E-2,1.4645405007324749E-2,1.797873746640636]
[null,74.599999999999838,1.4206979313194874E-2,0.1841726618705036,719.1543333333334,1.8001627209721063,1.4206979313194874E-2,1.4206979313194874E-2,1.8001627209721063]
[null,74.624999999999844,1.4606728178718734E-2,0.18433843384338433,719.1543333333334,1.8024434862358687,1.4606728178718734E-2,1.4606728178718734E-2,1.8024434862358687]
[null,74.649999999999849,1.8797733431879744E-2,0.18450450450450451,719.1543333333334,1.8047157730806509,1.8797733431879744E-2,1.8797733431879744E-2,1.8047157730806509]
[null,74.674999999999855,2.6137191479441626E-2,0.18467087466185753,719.1543333333334,1.8069792867771222,2.6137191479441626E-2,2.6137191479441626E-2,1.8069792867771222]
[null,74.699999999999861,3.554148884597353E-2,0.18483754512635378,719.1543333333334,1.8092337074651303,3.554148884597353E-2,3.554148884597353E-2,1.8092337074651303]
[null,74.724999999999866,4.5221027479092013E-2,0.18500451671183379,719.1543333333334,1.8114786903683253,4.5221027479092013E-2,4.5221027479092013E-2,1.8114786903683253]
[null,74.749999999999872,5.2687244858763305E-2,0.18517179023508137,719.1543333333334,1.8137138659812586,5.2687244858763305E-2,5.2687244858763305E-2,1.8137138659812586]
[null,74.774999999999878,5.6113852927385549E-2,0.1853393665158371,719.1543333333334,1.8159388402349022,5.6113852927385549E-2,5.6113852927385549E-2,1.8159388402349022]
[null,74.799999999999883,5.3980269519215265E-2,0.1855072463768116,719.1543333333334,1.8181531946473202,5.3980269519215265E-2,5.3980269519215265E-2,1.8181531946473202]
[null,74.824999999999889,4.6339344136354405E-2,0.18567543064369901,719.1543333333334,1.820356486467015,4.6339344136354405E-2,4.6339344136354405E-2,1.820356486467015]
[null,74.849999999999895,3.466596200663865E-2,0.18584392014519055,719.1543333333334,1.8225482488171183,3.466596200663865E-2,3.466596200663865E-2,1.8225482488171183]
[null,74.874999999999901,2.2310967000188021E-2,0.18601271571298819,719.1543333333334,1.8247279908492726,2.2310967000188021E-2,2.2310967000188021E-2,1.8247279908492726]
[null,74.899999999999906,1.1958160148561357E-2,0.18618181818181817,719.1543333333334,1.82689519791652,1.1958160148561357E-2,1.1958160148561357E-2,1.82689519791652]
[null,74.924999999999912,4.2802798506968659E-3,0.18635122838944496,719.1543333333334,1.8290493317749492,4.2802798506968659E-3,4.2802798506968659E-3,1.8290493317749492]
[null,74.949999999999918,2.6096262917663644E-3,0.18652094717668488,719.1543333333334,1.8311898308241501,2.6096262917663644E-3,2.6096262917663644E-3,1.8311898308241501]
[null,74.974999999999923,6.7038070185198341E-3,0.18669097538742024,719.1543333333334,1.8333161103966353,6.7038070185198341E-3,6.7038070185198341E-3,1.8333161103966353]
[null,74.999999999999929,1.0200086360589864E-2,0.18686131386861313,719.1543333333334,1.8354275631064114,1.0200086360589864E-2,1.0200086360589864E-2,1.8354275631064114]
[null,75.024999999999935,1.0569105691056901E-2,0.18703196347031964,719.1543333333334,1.8375235592666956,1.0569105691056901E-2,1.0569105691056901E-2,1.8375235592666956]
[null,75.04999999999994,1.0216775677043214E-2,0.18720292504570385,719.1543333333334,1.8396034473864149,1.0216775677043214E-2,1.0216775677043214E-2,1.8396034473864149]
[null,75.074999999999946,1.1596293382288642E-2,0.18737419945105216,719.1543333333334,1.8416665547546245,1.1596293382288642E-2,1.1596293382288642E-2,1.8416665547546245]
[null,75.099999999999952,1.2895146058009954E-2,0.18754578754578755,719.1543333333334,1.8437121881212346,1.2895146058009954E-2,1.2895146058009954E-2,1.8437121881212346]
[null,75.124999999999957,1.0362078694100708E-2,0.18771769019248397,719.1543333333334,1.8457396344815651,1.0362078694100708E-2,1.0362078694100708E-2,1.8457396344815651]
[null,75.149999999999963,3.7803950864532801E-3,0.18788990825688073,719.1543333333334,1.8477481619711638,3.7803950864532801E-3,3.7803950864532801E-3,1.8477481619711638]
[null,75.174999999999969,-2.3705452108284592E-3,0.18806244260789715,719.1543333333334,1.8497370208760748,-2.3705452108284592E-3,-2.3705452108284592E-3,1.8497370208760748]
[null,75.199999999999974,-1.6340960086042666E-3,0.18823529411764706,719.1543333333334,1.8517054447623478,-1.6340960086042666E-3,-1.6340960086042666E-3,1.8517054447623478]
[null,75.22499999999998,5.3269384111241129E-3,0.18840846366145353,719.1543333333334,1.8536526517270242,5.3269384111241129E-3,5.3269384111241129E-3,1.8536526517270242]
[null,75.249999999999986,1.0798385109950796E-2,0.18858195211786372,719.1543333333334,1.8555778457711742,1.0798385109950796E-2,1.0798385109950796E-2,1.8555778457711742]
[null,75.274999999999991,1.1806101931987063E-2,0.18875576036866359,719.1543333333334,1.8574802182937953,1.1806101931987063E-2,1.1806101931987063E-2,1.8574802182937953]
[null,75.3,1.1968491630175323E-2,0.18892988929889298,719.1543333333334,1.8593589497035352,1.1968491630175323E-2,1.1968491630175323E-2,1.8593589497035352]
[null,75.325000000000003,1.2302807778810914E-2,0.18910433979686056,719.1543333333334,1.861213211143355,1.2302807778810914E-2,1.2302807778810914E-2,1.861213211143355]
[null,75.350000000000009,1.1575762873953279E-2,0.18927911275415896,719.1543333333334,1.8630421663213408,1.1575762873953279E-2,1.1575762873953279E-2,1.8630421663213408]
[null,75.375000000000014,1.2831965074293957E-2,0.18945420906567992,719.1543333333334,1.8648449734390469,1.2831965074293957E-2,1.2831965074293957E-2,1.8648449734390469]
[null,75.40000000000002,1.5510865274830647E-2,0.18962962962962962,719.1543333333334,1.8666207872069744,1.5510865274830647E-2,1.5510865274830647E-2,1.8666207872069744]
[null,75.425000000000026,1.3795177052454779E-2,0.18980537534754402,719.1543333333334,1.8683687609350965,1.3795177052454779E-2,1.3795177052454779E-2,1.8683687609350965]
[null,75.450000000000031,9.4290664314267813E-3,0.18998144712430426,719.1543333333334,1.8700880486848463,9.4290664314267813E-3,9.4290664314267813E-3,1.8700880486848463]
[null,75.475000000000037,7.9574925759032765E-3,0.19015784586815226,719.1543333333334,1.8717778074675935,7.9574925759032765E-3,7.9574925759032765E-3,1.8717778074675935]
[null,75.500000000000043,8.588110319030862E-3,0.19033457249070632,719.1543333333334,1.873437199473535,8.588110319030862E-3,8.588110319030862E-3,1.873437199473535]
[null,75.525000000000048,7.3007812189558926E-3,0.19051162790697673,719.1543333333334,1.8750653943140074,7.3007812189558926E-3,7.3007812189558926E-3,1.8750653943140074]
[null,75.550000000000054,4.3357784506486263E-3,0.19068901303538174,719.1543333333334,1.8766615712596213,4.3357784506486263E-3,4.3357784506486263E-3,1.8766615712596213]
[null,75.57500000000006,4.7099635219226008E-3,0.19086672879776329,719.1543333333334,1.8782249214562907,4.7099635219226008E-3,4.7099635219226008E-3,1.8782249214562907]
[null,75.600000000000065,8.8965977636315859E-3,0.19104477611940299,719.1543333333334,1.879754650101221,8.8965977636315859E-3,8.8965977636315859E-3,1.879754650101221]
[null,75.625000000000071,1.181961233102068E-2,0.19122315592903827,719.1543333333334,1.8812499785612311,1.181961233102068E-2,1.181961233102068E-2,1.8812499785612311]
[null,75.650000000000077,1.0242074561508078E-2,0.1914018691588785,719.1543333333334,1.8827101464164357,1.0242074561508078E-2,1.0242074561508078E-2,1.8827101464164357]
[null,75.675000000000082,5.5857552710424415E-3,0.19158091674462113,719.1543333333334,1.8841344134132765,5.5857552710424415E-3,5.5857552710424415E-3,1.8841344134132765]
[null,75.700000000000088,3.1578570917673993E-3,0.19176029962546817,719.1543333333334,1.8855220613121997,3.1578570917673993E-3,3.1578570917673993E-3,1.8855220613121997]
[null,75.725000000000094,4.6192319205694467E-3,0.19194001874414246,719.1543333333334,1.8868723956168565,4.6192319205694467E-3,4.6192319205694467E-3,1.8868723956168565]
[null,75.750000000000099,6.7612924418589257E-3,0.19212007504690432,719.1543333333334,1.8881847471736037,6.7612924418589257E-3,6.7612924418589257E-3,1.8881847471736037]
[null,75.775000000000105,8.9138168996548313E-3,0.19230046948356808,719.1543333333334,1.8894584736321662,8.9138168996548313E-3,8.9138168996548313E-3,1.8894584736321662]
[null,75.800000000000111,1.1572716411426077E-2,0.19248120300751881,719.1543333333334,1.8906929607607106,1.1572716411426077E-2,1.1572716411426077E-2,1.8906929607607106]
[null,75.825000000000117,1.5600272327258944E-2,0.19266227657572907,719.1543333333334,1.8918876236110207,1.5600272327258944E-2,1.5600272327258944E-2,1.8918876236110207]
[null,75.850000000000122,2.4260835472479848E-2,0.19284369114877589,719.1543333333334,1.8930419075321394,2.4260835472479848E-2,2.4260835472479848E-2,1.8930419075321394]
[null,75.875000000000128,3.8523313385626527E-2,0.19302544769085769,719.1543333333334,1.8941552890334674,3.8523313385626527E-2,3.8523313385626527E-2,1.8941552890334674]
[null,75.900000000000134,5.2999176130568718E-2,0.19320754716981131,719.1543333333334,1.8952272765010254,5.2999176130568718E-2,5.2999176130568718E-2,1.8952272765010254]
[null,75.925000000000139,5.9660465128600446E-2,0.19338999055712935,719.1543333333334,1.8962574107731873,5.9660465128600446E-2,5.9660465128600446E-2,1.8962574107731873]
[null,75.950000000000145,5.6513866702694385E-2,0.19357277882797733,719.1543333333334,1.8972452655847087,5.6513866702694385E-2,5.6513866702694385E-2,1.8972452655847087]
[null,75.975000000000151,4.8531340152111177E-2,0.19375591296121097,719.1543333333334,1.8981904478901854,4.8531340152111177E-2,4.8531340152111177E-2,1.8981904478901854]
[null,76.000000000000156,4.3683623542002795E-2,0.19393939393939394,719.1543333333334,1.8990925980801516,4.3683623542002795E-2,4.3683623542002795E-2,1.8990925980801516]
[null,76.025000000000162,4.80223160002861E-2,0.19412322274881516,719.1543333333334,1.8999513901048348,4.80223160002861E-2,4.80223160002861E-2,1.8999513901048348]
[null,76.050000000000168,5.7392837369233916E-2,0.19430740037950664,719.1543333333334,1.9007665315219868,5.7392837369233916E-2,5.7392837369233916E-2,1.9007665315219868]
[null,76.075000000000173,6.3215421988041989E-2,0.19449192782526115,719.1543333333334,1.9015377634862594,6.3215421988041989E-2,6.3215421988041989E-2,1.9015377634862594]
[null,76.100000000000179,6.3630932985771688E-2,0.19467680608365018,719.1543333333334,1.9022648606982138,6.3630932985771688E-2,6.3630932985771688E-2,1.9022648606982138]
[null,76.125000000000185,6.1753384884777503E-2,0.19486203615604186,719.1543333333334,1.902947631331168,6.1753384884777503E-2,6.1753384884777503E-2,1.902947631331168]
[null,76.15000000000019,6.094130393894362E-2,0.19504761904761905,719.1543333333334,1.9035859169537699,6.094130393894362E-2,6.094130393894362E-2,1.9035859169537699]
[null,76.175000000000196,6.176424618596129E-2,0.19523355576739751,719.1543333333334,1.9041795924653573,6.176424618596129E-2,6.176424618596129E-2,1.9041795924653573]
[null,76.200000000000202,6.0090148799826236E-2,0.19541984732824427,719.1543333333334,1.9047285660598425,6.0090148799826236E-2,6.0090148799826236E-2,1.9047285660598425]
[null,76.225000000000207,5.1273421336363985E-2,0.1956064947468959,719.1543333333334,1.9052327792320849,5.1273421336363985E-2,5.1273421336363985E-2,1.9052327792320849]
[null,76.250000000000213,3.822489251285463E-2,0.19579349904397705,719.1543333333334,1.9056922068384949,3.822489251285463E-2,3.822489251285463E-2,1.9056922068384949]
[null,76.275000000000219,2.824613827760946E-2,0.19598086124401914,719.1543333333334,1.9061068572209638,2.824613827760946E-2,2.824613827760946E-2,1.9061068572209638]
[null,76.300000000000225,2.3243316988399675E-2,0.19616858237547893,719.1543333333334,1.9064767724002452,2.3243316988399675E-2,2.3243316988399675E-2,1.9064767724002452]
[null,76.32500000000023,2.0157250448359889E-2,0.19635666347075742,719.1543333333334,1.9068020283416143,2.0157250448359889E-2,2.0157250448359889E-2,1.9068020283416143]
[null,76.350000000000236,1.5647028904306651E-2,0.19654510556621882,719.1543333333334,1.9070827352921098,1.5647028904306651E-2,1.5647028904306651E-2,1.9070827352921098]
[null,76.375000000000242,8.8971275832015646E-3,0.19673390970220941,719.1543333333334,1.9073190381850211,8.8971275832015646E-3,8.8971275832015646E-3,1.9073190381850211]
[null,76.400000000000247,2.2215334567812625E-3,0.19692307692307692,719.1543333333334,1.9075111171034895,2.2215334567812625E-3,2.2215334567812625E-3,1.9075111171034895]
[null,76.425000000000253,-3.2166670640314172E-3,0.1971126082771896,719.1543333333334,1.9076591877913991,-3.2166670640314172E-3,-3.2166670640314172E-3,1.9076591877913991]
[null,76.450000000000259,-1.0799179839305655E-2,0.19730250481695569,719.1543333333334,1.9077635021960666,-1.0799179839305655E-2,-1.0799179839305655E-2,1.9077635021960666]
[null,76.475000000000264,-2.1877707046865195E-2,0.19749276759884282,719.1543333333334,1.9078243490237652,-2.1877707046865195E-2,-2.1877707046865195E-2,1.9078243490237652]
[null,76.50000000000027,-3.1370749191362964E-2,0.19768339768339768,719.1543333333334,1.9078420542859242,-3.1370749191362964E-2,-3.1370749191362964E-2,1.9078420542859242]
[null,76.525000000000276,-3.5695931250612524E-2,0.1978743961352657,719.1543333333334,1.9078169818109529,-3.5695931250612524E-2,-3.5695931250612524E-2,1.9078169818109529]
[null,76.550000000000281,-3.614137705404423E-2,0.19806576402321083,719.1543333333334,1.9077495336941541,-3.614137705404423E-2,-3.614137705404423E-2,1.9077495336941541]
[null,76.575000000000287,-3.7333603541314084E-2,0.19825750242013554,719.1543333333334,1.9076401506561775,-3.7333603541314084E-2,-3.7333603541314084E-2,1.9076401506561775]
[null,76.600000000000293,-4.4013171314508714E-2,0.19844961240310077,719.1543333333334,1.9074893122789125,-4.4013171314508714E-2,-4.4013171314508714E-2,1.9074893122789125]
[null,76.625000000000298,-5.4419887307377506E-2,0.19864209505334626,719.1543333333334,1.9072975370867455,-5.4419887307377506E-2,-5.4419887307377506E-2,1.9072975370867455]
[null,76.650000000000304,-6.3515829684201081E-2,0.19883495145631069,719.1543333333334,1.9070653824406461,-6.3515829684201081E-2,-6.3515829684201081E-2,1.9070653824406461]
[null,76.67500000000031,-6.7893861245552758E-2,0.1990281827016521,719.1543333333334,1.9067934442126506,-6.7893861245552758E-2,-6.7893861245552758E-2,1.9067934442126506]
[null,76.700000000000315,-6.6254069676571617E-2,0.1992217898832685,719.1543333333334,1.9086925057213979,-6.6254069676571617E-2,-6.6254069676571617E-2,1.9086925057213979]
[null,76.725000000000321,-6.3148929632013809E-2,0.1994157740993184,719.1543333333334,1.9130897304756647,-6.3148929632013809E-2,-6.3148929632013809E-2,1.9130897304756647]
[null,76.750000000000327,-6.4145917607758632E-2,0.19961013645224171,719.1543333333334,1.9175446300582006,-6.4145917607758632E-2,-6.4145917607758632E-2,1.9175446300582006]
[null,76.775000000000333,-6.8480503964374911E-2,0.1998048780487805,719.1543333333334,1.922055693323959,-6.8480503964374911E-2,-6.8480503964374911E-2,1.922055693323959]
[null,76.800000000000338,-7.4373422131093242E-2,0.2,719.1543333333334,1.9266213420989107,-7.4373422131093242E-2,-7.4373422131093242E-2,1.9266213420989107]
[null,76.825000000000344,-8.2064812827991399E-2,0.20019550342130987,719.1543333333334,1.9312399325672265,-8.2064812827991399E-2,-8.2064812827991399E-2,1.9312399325672265]
[null,76.85000000000035,-9.0677957121702221E-2,0.20039138943248533,719.1543333333334,1.9359097559400498,-9.0677957121702221E-2,-9.0677957121702221E-2,1.9359097559400498]
[null,76.875000000000355,-9.7418851510118212E-2,0.20058765915768853,719.1543333333334,1.9406290383617204,-9.7418851510118212E-2,-9.7418851510118212E-2,1.9406290383617204]
[null,76.900000000000361,-9.9503823972746097E-2,0.20078431372549019,719.1543333333334,1.9453959400203344,-9.9503823972746097E-2,-9.9503823972746097E-2,1.9453959400203344]
[null,76.925000000000367,-9.6782273296828772E-2,0.20098135426889108,719.1543333333334,1.950208553441483,-9.6782273296828772E-2,-9.6782273296828772E-2,1.950208553441483]
[null,76.950000000000372,-9.156156370947871E-2,0.2011787819253438,719.1543333333334,1.9550649009566647,-9.156156370947871E-2,-9.156156370947871E-2,1.9550649009566647]
[null,76.975000000000378,-8.7417447488257846E-2,0.20137659783677483,719.1543333333334,1.9599629313511675,-8.7417447488257846E-2,-8.7417447488257846E-2,1.9599629313511675]
[null,77.000000000000384,-8.4674836484435273E-2,0.2015748031496063,719.1543333333334,1.9649005157098436,-8.4674836484435273E-2,-8.4674836484435273E-2,1.9649005157098436]
[null,77.025000000000389,-8.1627976592571372E-2,0.20177339901477834,719.1543333333334,1.9698754424930214,-8.1627976592571372E-2,-8.1627976592571372E-2,1.9698754424930214]
[null,77.050000000000395,-7.8386408008752642E-2,0.2019723865877712,719.1543333333334,1.9748854118886379,-7.8386408008752642E-2,-7.8386408008752642E-2,1.9748854118886379]
[null,77.075000000000401,-7.1889892896973923E-2,0.20217176702862782,719.1543333333334,1.9799280295001842,-7.1889892896973923E-2,-7.1889892896973923E-2,1.9799280295001842]
[null,77.100000000000406,-6.1702257296277721E-2,0.20237154150197628,719.1543333333334,1.9850007994431196,-6.1702257296277721E-2,-6.1702257296277721E-2,1.9850007994431196]
[null,77.125000000000412,-5.2011857361975444E-2,0.20257171117705242,719.1543333333334,1.9901011169348128,-5.2011857361975444E-2,-5.2011857361975444E-2,1.9901011169348128]
[null,77.150000000000418,-4.2380797219507001E-2,0.20277227722772279,719.1543333333334,1.9952262604744209,-4.2380797219507001E-2,-4.2380797219507001E-2,1.9952262604744209]
[null,77.175000000000423,-3.4059451053943555E-2,0.20297324083250742,719.1543333333334,2.0003733837194861,-3.4059451053943555E-2,-3.4059451053943555E-2,2.0003733837194861]
[null,77.200000000000429,-2.9015436293170285E-2,0.20317460317460317,719.1543333333334,2.0055395071749125,-2.9015436293170285E-2,-2.9015436293170285E-2,2.0055395071749125]
[null,77.225000000000435,-2.1866978200573775E-2,0.20337636544190665,719.1543333333334,2.0107215098174391,-2.1866978200573775E-2,-2.1866978200573775E-2,2.0107215098174391]
[null,77.250000000000441,-1.2848919300532219E-2,0.20357852882703778,719.1543333333334,2.0159161207844569,-1.2848919300532219E-2,-1.2848919300532219E-2,2.0159161207844569]
[null,77.275000000000446,-9.6376828870928365E-3,0.20378109452736318,719.1543333333334,2.0211199112599174,-9.6376828870928365E-3,-9.6376828870928365E-3,2.0211199112599174]
[null,77.300000000000452,-1.0729376110965517E-2,0.20398406374501993,719.1543333333334,2.0263292866920697,-1.0729376110965517E-2,-1.0729376110965517E-2,2.0263292866920697]
[null,77.325000000000458,-9.5082744571336874E-3,0.20418743768693917,719.1543333333334,2.031540479477719,-9.5082744571336874E-3,-9.5082744571336874E-3,2.031540479477719]
[null,77.350000000000463,-3.7374797012876119E-3,0.20439121756487025,719.1543333333334,2.036749542245607,-3.7374797012876119E-3,-3.7374797012876119E-3,2.036749542245607]
[null,77.375000000000469,7.0373284378006454E-3,0.2045954045954046,719.1543333333334,2.0419523418673688,7.0373284378006454E-3,7.0373284378006454E-3,2.0419523418673688]
[null,77.400000000000475,1.9249934434828184E-2,0.20480000000000001,719.1543333333334,2.0471445543182991,1.9249934434828184E-2,1.9249934434828184E-2,2.0471445543182991]
[null,77.42500000000048,2.7511940808557619E-2,0.20500500500500501,719.1543333333334,2.0523216605020047,2.7511940808557619E-2,2.7511940808557619E-2,2.0523216605020047]
[null,77.450000000000486,3.1195246458818542E-2,0.20521042084168337,719.1543333333334,2.0574789431429852,3.1195246458818542E-2,3.1195246458818542E-2,2.0574789431429852]
[null,77.475000000000492,3.2450124110234291E-2,0.20541624874623871,719.1543333333334,2.0626114848394073,3.2450124110234291E-2,3.2450124110234291E-2,2.0626114848394073]
[null,77.500000000000497,3.3824211164887825E-2,0.20562248995983937,719.1543333333334,2.0677141673550095,3.3824211164887825E-2,3.3824211164887825E-2,2.0677141673550095]
[null,77.525000000000503,3.9060153064873732E-2,0.20582914572864322,719.1543333333334,2.0727816722144468,3.9060153064873732E-2,3.9060153064873732E-2,2.0727816722144468]
[null,77.550000000000509,4.8779957985308008E-2,0.20603621730382293,719.1543333333334,2.0778084826505934,4.8779957985308008E-2,4.8779957985308008E-2,2.0778084826505934]
[null,77.575000000000514,5.6048552665389779E-2,0.20624370594159114,719.1543333333334,2.0827888869357576,5.6048552665389779E-2,5.6048552665389779E-2,2.0827888869357576]
[null,77.60000000000052,5.5948681676455128E-2,0.20645161290322581,719.1543333333334,2.0877169831116,5.5948681676455128E-2,5.5948681676455128E-2,2.0877169831116]
[null,77.625000000000526,5.3980269519215224E-2,0.20665993945509586,719.1543333333334,2.0925866851152235,5.3980269519215224E-2,5.3980269519215224E-2,2.0925866851152235]
[null,77.650000000000531,5.5851592240262565E-2,0.20686868686868687,719.1543333333334,2.0973917302815281,5.5851592240262565E-2,5.5851592240262565E-2,2.0973917302815281]
[null,77.675000000000537,5.7392042639878987E-2,0.2070778564206269,719.1543333333334,2.1021256881851,5.7392042639878987E-2,5.7392042639878987E-2,2.1021256881851]
[null,77.700000000000543,5.4012058693411996E-2,0.20728744939271254,719.1543333333334,2.1067819707686199,5.4012058693411996E-2,5.4012058693411996E-2,2.1067819707686199]
[null,77.725000000000549,4.941825811219986E-2,0.20749746707193514,719.1543333333334,2.111353843689618,4.941825811219986E-2,4.941825811219986E-2,2.111353843689618]
[null,77.750000000000554,4.5536799942779448E-2,0.2077079107505071,719.1543333333334,2.115834438803442,4.5536799942779448E-2,4.5536799942779448E-2,2.115834438803442]
[null,77.77500000000056,3.9963098066953265E-2,0.20791878172588832,719.1543333333334,2.1202167676879116,3.9963098066953265E-2,3.9963098066953265E-2,2.1202167676879116]
[null,77.800000000000566,3.224071292521332E-2,0.20813008130081301,719.1543333333334,2.1244937361044518,3.224071292521332E-2,3.224071292521332E-2,2.1244937361044518]
[null,77.825000000000571,2.4642702927518065E-2,0.20834181078331637,719.1543333333334,2.1286581592817724,2.4642702927518065E-2,2.4642702927518065E-2,2.1286581592817724]
[null,77.850000000000577,2.1300601080302073E-2,0.20855397148676172,719.1543333333334,2.132702777901418,2.1300601080302073E-2,2.1300601080302073E-2,2.132702777901418]
[null,77.875000000000583,2.0685215649810445E-2,0.20876656472986749,719.1543333333334,2.1366202746599363,2.0685215649810445E-2,2.0685215649810445E-2,2.1366202746599363]
[null,77.900000000000588,1.8075059538474193E-2,0.2089795918367347,719.1543333333334,2.1404032912799433,1.8075059538474193E-2,1.8075059538474193E-2,2.1404032912799433]
[null,77.925000000000594,1.4449769131122371E-2,0.20919305413687436,719.1543333333334,2.1440444458419829,1.4449769131122371E-2,1.4449769131122371E-2,2.1440444458419829]
[null,77.9500000000006,9.124817543385606E-3,0.20940695296523518,719.1543333333334,2.1475363503107214,9.124817543385606E-3,9.124817543385606E-3,2.1475363503107214]
[null,77.975000000000605,-1.9477491940119841E-3,0.20962128966223131,719.1543333333334,2.1508716281325184,-1.9477491940119841E-3,-1.9477491940119841E-3,2.1508716281325184]
[null,78.000000000000611,-1.4421291329237826E-2,0.20983606557377049,719.1543333333334,2.1540429317865382,-1.4421291329237826E-2,-1.4421291329237826E-2,2.1540429317865382]
[null,78.025000000000617,-1.79202197691576E-2,0.21005128205128204,719.1543333333334,2.1584807147460072,-1.79202197691576E-2,-1.79202197691576E-2,2.1584807147460072]
[null,78.050000000000622,-1.0785536985379634E-2,0.21026694045174538,719.1543333333334,2.1681008558208692,-1.0785536985379634E-2,-1.0785536985379634E-2,2.1681008558208692]
[null,78.075000000000628,-9.5751641778393359E-4,0.2104830421377184,719.1543333333334,2.1776800685666315,-9.5751641778393359E-4,-9.5751641778393359E-4,2.1776800685666315]
[null,78.100000000000634,6.9522923968242658E-3,0.21069958847736625,719.1543333333334,2.1872103414405135,6.9522923968242658E-3,6.9522923968242658E-3,2.1872103414405135]
[null,78.125000000000639,1.5901342297880452E-2,0.21091658084449022,719.1543333333334,2.1966835592000411,1.5901342297880452E-2,1.5901342297880452E-2,2.1966835592000411]
[null,78.150000000000645,2.6513363374102952E-2,0.21113402061855671,719.1543333333334,2.2060915192594783,2.6513363374102952E-2,2.6513363374102952E-2,2.2060915192594783]
[null,78.175000000000651,3.5507183028819542E-2,0.21135190918472652,719.1543333333334,2.2154259481490919,3.5507183028819542E-2,3.5507183028819542E-2,2.2154259481490919]
[null,78.200000000000657,4.125665254697513E-2,0.21157024793388429,719.1543333333334,2.2246785179947315,4.125665254697513E-2,4.125665254697513E-2,2.2246785179947315]
[null,78.225000000000662,4.2696702138086878E-2,0.21178903826266804,719.1543333333334,2.2338408629410766,4.2696702138086878E-2,4.2696702138086878E-2,2.2338408629410766]
[null,78.250000000000668,4.1278772514020359E-2,0.21200828157349896,719.1543333333334,2.2429045954475697,4.1278772514020359E-2,4.1278772514020359E-2,2.2429045954475697]
[null,78.275000000000674,3.9651431704932877E-2,0.2122279792746114,719.1543333333334,2.2518613223911701,3.9651431704932877E-2,3.9651431704932877E-2,2.2518613223911701]
[null,78.300000000000679,3.6511191113866165E-2,0.21244813278008298,719.1543333333334,2.2607026609145469,3.6511191113866165E-2,3.6511191113866165E-2,2.2607026609145469]
[null,78.325000000000685,2.9223390474373955E-2,0.212668743509865,719.1543333333334,2.2694202539617292,2.9223390474373955E-2,2.9223390474373955E-2,2.2694202539617292]
[null,78.350000000000691,2.056825797974499E-2,0.2128898128898129,719.1543333333334,2.2780057854457962,2.056825797974499E-2,2.056825797974499E-2,2.2780057854457962]
[null,78.375000000000696,1.8078635820571294E-2,0.21311134235171697,719.1543333333334,2.2864509949944463,1.8078635820571294E-2,1.8078635820571294E-2,2.2864509949944463]
[null,78.400000000000702,2.1773332591585936E-2,0.21333333333333335,719.1543333333334,2.2947476922196222,2.1773332591585936E-2,2.1773332591585936E-2,2.2947476922196222]
[null,78.425000000000708,2.5448293583620118E-2,0.21355578727841501,719.1543333333334,2.302887770456465,2.5448293583620118E-2,2.5448293583620118E-2,2.302887770456465]
[null,78.450000000000713,2.8136598081523322E-2,0.21377870563674323,719.1543333333334,2.3108632199153023,2.8136598081523322E-2,2.8136598081523322E-2,2.3108632199153023]
[null,78.475000000000719,3.0915501725887237E-2,0.21400208986415883,719.1543333333334,2.3186661401878625,3.0915501725887237E-2,3.0915501725887237E-2,2.3186661401878625]
[null,78.500000000000725,3.3775732674237814E-2,0.21422594142259413,719.1543333333334,2.3262887520461568,3.3775732674237814E-2,3.3775732674237814E-2,2.3262887520461568]
[null,78.52500000000073,3.6525098877577218E-2,0.21445026178010471,719.1543333333334,2.333723408469409,3.6525098877577218E-2,3.6525098877577218E-2,2.333723408469409]
[null,78.550000000000736,4.1650705852122036E-2,0.21467505241090146,719.1543333333334,2.3409626048316468,4.1650705852122036E-2,4.1650705852122036E-2,2.3409626048316468]
[null,78.575000000000742,5.2192658290219282E-2,0.21490031479538299,719.1543333333334,2.3479989881803158,5.2192658290219282E-2,5.2192658290219282E-2,2.3479989881803158]
[null,78.600000000000747,5.9738878424952416E-2,0.21512605042016808,719.1543333333334,2.3548253655348903,5.9738878424952416E-2,5.9738878424952416E-2,2.3548253655348903]
[null,78.625000000000753,5.5986166411028729E-2,0.21535226077812827,719.1543333333334,2.3614347111344518,5.5986166411028729E-2,5.5986166411028729E-2,2.3614347111344518]
[null,78.650000000000759,4.6485574337659319E-2,0.21557894736842106,719.1543333333334,2.3678201725646915,4.6485574337659319E-2,4.6485574337659319E-2,2.3678201725646915]
[null,78.675000000000765,3.7506589630901206E-2,0.21580611169652267,719.1543333333334,2.3739750756982931,3.7506589630901206E-2,3.7506589630901206E-2,2.3739750756982931]
[null,78.70000000000077,3.2915703057323768E-2,0.21603375527426161,719.1543333333334,2.379892928388279,3.2915703057323768E-2,3.2915703057323768E-2,2.379892928388279]
[null,78.725000000000776,3.3837721563921404E-2,0.21626187961985216,719.1543333333334,2.3855674228618717,3.3837721563921404E-2,3.3837721563921404E-2,2.3855674228618717]
[null,78.750000000000782,3.2383896663991107E-2,0.21649048625792811,719.1543333333334,2.3909924367729074,3.2383896663991107E-2,3.2383896663991107E-2,2.3909924367729074]
[null,78.775000000000787,2.3982812653150991E-2,0.21671957671957673,719.1543333333334,2.396162032883808,2.3982812653150991E-2,2.3982812653150991E-2,2.396162032883808]
[null,78.800000000000793,1.4098498756248568E-2,0.21694915254237288,719.1543333333334,2.401070457363546,1.4098498756248568E-2,1.4098498756248568E-2,2.401070457363546]
[null,78.825000000000799,7.8600057750332387E-3,0.21717921527041356,719.1543333333334,2.4057121367057914,7.8600057750332387E-3,7.8600057750332387E-3,2.4057121367057914]
[null,78.850000000000804,5.707878681914736E-3,0.21740976645435245,719.1543333333334,2.4100816732912946,5.707878681914736E-3,5.707878681914736E-3,2.4100816732912946]
[null,78.87500000000081,4.5201556609896906E-3,0.21764080765143465,719.1543333333334,2.4141738396401351,4.5201556609896906E-3,4.5201556609896906E-3,2.4141738396401351]
[null,78.900000000000816,1.2754081597511728E-3,0.21787234042553191,719.1543333333334,2.4179835714225257,1.2754081597511728E-3,1.2754081597511728E-3,2.4179835714225257]
[null,78.925000000000821,-3.3855470519514159E-3,0.21810436634717784,719.1543333333334,2.4215059593207142,-3.3855470519514159E-3,-3.3855470519514159E-3,2.4215059593207142]
[null,78.950000000000827,-7.4266133668178533E-3,0.2183368869936034,719.1543333333334,2.4247362398588992,-7.4266133668178533E-3,-7.4266133668178533E-3,2.4247362398588992]
[null,78.975000000000833,-1.0347773565712207E-2,0.21856990394877268,719.1543333333334,2.4276697853421565,-1.0347773565712207E-2,-1.0347773565712207E-2,2.4276697853421565]
[null,79.000000000000838,-1.3511856037426483E-2,0.2188034188034188,719.1543333333334,2.4303020930687529,-1.3511856037426483E-2,-1.3511856037426483E-2,2.4303020930687529]
[null,79.025000000000844,-1.7288277477105141E-2,0.2190374331550802,719.1543333333334,2.4326287740022106,-1.7288277477105141E-2,-1.7288277477105141E-2,2.4326287740022106]
[null,79.05000000000085,-1.8582891596266929E-2,0.21927194860813704,719.1543333333334,2.4346455411093939,-1.8582891596266929E-2,-1.8582891596266929E-2,2.4346455411093939]
[null,79.075000000000855,-1.4751633831098761E-2,0.21950696677384779,719.1543333333334,2.4363481975883587,-1.4751633831098761E-2,-1.4751633831098761E-2,2.4363481975883587]
[null,79.100000000000861,-6.4738653251634765E-3,0.21974248927038625,719.1543333333334,2.4377326252238607,-6.4738653251634765E-3,-6.4738653251634765E-3,2.4377326252238607]
[null,79.125000000000867,4.7302291204729986E-3,0.21997851772287863,719.1543333333334,2.4387947731191328,4.7302291204729986E-3,4.7302291204729986E-3,2.4387947731191328]
[null,79.150000000000873,1.6114594674783503E-2,0.22021505376344086,719.1543333333334,2.4395306470590352,1.6114594674783503E-2,1.6114594674783503E-2,2.4395306470590352]
[null,79.175000000000878,2.6427665058664222E-2,0.22045209903121638,719.1543333333334,2.4399362997619445,2.6427665058664222E-2,2.6427665058664222E-2,2.4399362997619445]
[null,79.200000000000884,3.6693051681249894E-2,0.22068965517241379,719.1543333333334,2.4400078222752528,3.6693051681249894E-2,3.6693051681249894E-2,2.4400078222752528]
[null,79.22500000000089,4.2306225115037122E-2,0.2209277238403452,719.1543333333334,2.4397413367621965,4.2306225115037122E-2,4.2306225115037122E-2,2.4397413367621965]
[null,79.250000000000895,4.0092374042020006E-2,0.22116630669546436,719.1543333333334,2.4391329909157138,4.0092374042020006E-2,4.0092374042020006E-2,2.4391329909157138]
[null,79.275000000000901,3.5017762201082409E-2,0.2214054054054054,719.1543333333334,2.4381789542183596,3.5017762201082409E-2,3.5017762201082409E-2,2.4381789542183596]
[null,79.300000000000907,2.9395714289498748E-2,0.22164502164502164,719.1543333333334,2.4368754162460959,2.9395714289498748E-2,2.9395714289498748E-2,2.4368754162460959]
[null,79.325000000000912,2.3156691488713452E-2,0.2218851570964247,719.1543333333334,2.4352185871883831,2.3156691488713452E-2,2.3156691488713452E-2,2.4352185871883831]
[null,79.350000000000918,1.8355466545867827E-2,0.22212581344902385,719.1543333333334,2.4332047007278264,1.8355466545867827E-2,1.8355466545867827E-2,2.4332047007278264]
[null,79.375000000000924,1.520847075528433E-2,0.2223669923995657,719.1543333333334,2.4308300193901218,1.520847075528433E-2,1.520847075528433E-2,2.4308300193901218]
[null,79.400000000000929,1.0982497410506852E-2,0.22260869565217392,719.1543333333334,2.4280908424399139,1.0982497410506852E-2,1.0982497410506852E-2,2.4280908424399139]
[null,79.425000000000935,3.1915006344589141E-3,0.22285092491838956,719.1543333333334,2.4249835163609097,3.1915006344589141E-3,3.1915006344589141E-3,2.4249835163609097]
[null,79.450000000000941,-5.7601983644470466E-3,0.22309368191721132,719.1543333333334,2.4215044479200261,-5.7601983644470466E-3,-5.7601983644470466E-3,2.4215044479200261]
[null,79.475000000000946,-1.3040581529959872E-2,0.22333696837513631,719.1543333333334,2.4176501197761162,-1.3040581529959872E-2,-1.3040581529959872E-2,2.4176501197761162]
[null,79.500000000000952,-2.0179370415404969E-2,0.22358078602620088,719.1543333333334,2.4134171085547909,-2.0179370415404969E-2,-2.0179370415404969E-2,2.4134171085547909]
[null,79.525000000000958,-2.8366937139557201E-2,0.22382513661202186,719.1543333333334,2.4088021052726032,-2.8366937139557201E-2,-2.8366937139557201E-2,2.4088021052726032]
[null,79.550000000000963,-3.7197439911838132E-2,0.22407002188183808,719.1543333333334,2.4038019379573345,-3.7197439911838132E-2,-3.7197439911838132E-2,2.4038019379573345]
[null,79.575000000000969,-4.403966229300614E-2,0.22431544359255204,719.1543333333334,2.3984135962768178,-4.403966229300614E-2,-4.403966229300614E-2,2.3984135962768178]
[null,79.600000000000975,-4.5165131514462664E-2,0.22456140350877193,719.1543333333334,2.3926342579574853,-4.5165131514462664E-2,-4.5165131514462664E-2,2.3926342579574853]
[null,79.625000000000981,-4.0588682524166371E-2,0.224807903402854,719.1543333333334,2.3864613167459994,-4.0588682524166371E-2,-4.0588682524166371E-2,2.3864613167459994]
[null,79.650000000000986,-3.2539531162662561E-2,0.22505494505494505,719.1543333333334,2.3798924116436773,-3.2539531162662561E-2,-3.2539531162662561E-2,2.3798924116436773]
[null,79.675000000000992,-2.3461470196324684E-2,0.2253025302530253,719.1543333333334,2.3729254571241807,-2.3461470196324684E-2,-2.3461470196324684E-2,2.3729254571241807]
[null,79.700000000000998,-1.6065188999886106E-2,0.22555066079295155,719.1543333333334,2.3655586740304586,-1.6065188999886106E-2,-1.6065188999886106E-2,2.3655586740304586]
[null,79.725000000001003,-1.0899713102702836E-2,0.22579933847850056,719.1543333333334,2.3577906208376289,-1.0899713102702836E-2,-1.0899713102702836E-2,2.3577906208376289]
[null,79.750000000001009,-7.9736520727865887E-3,0.2260485651214128,719.1543333333334,2.3511537414047208,-7.9736520727865887E-3,-7.9736520727865887E-3,2.3511537414047208]
[null,79.775000000001015,-1.0354793675013957E-2,0.22629834254143646,719.1543333333334,2.3575722421325658,-1.0354793675013957E-2,-1.0354793675013957E-2,2.3575722421325658]
[null,79.80000000000102,-1.9559613973461395E-2,0.22654867256637168,719.1543333333334,2.3638528551400242,-1.9559613973461395E-2,-1.9559613973461395E-2,2.3638528551400242]
[null,79.825000000001026,-2.93641900250869E-2,0.22679955703211518,719.1543333333334,2.3699884423383177,-2.93641900250869E-2,-2.93641900250869E-2,2.3699884423383177]
[null,79.850000000001032,-3.3005639929322005E-2,0.2270509977827051,719.1543333333334,2.3759717183122495,-3.3005639929322005E-2,-3.3005639929322005E-2,2.3759717183122495]
[null,79.875000000001037,-3.2975307758942703E-2,0.22730299667036627,719.1543333333334,2.3817952770031106,-3.2975307758942703E-2,-3.2975307758942703E-2,2.3817952770031106]
[null,79.900000000001043,-3.3637714676267041E-2,0.22755555555555557,719.1543333333334,2.3874516185292305,-3.3637714676267041E-2,-3.3637714676267041E-2,2.3874516185292305]
[null,79.925000000001049,-3.2662184393104927E-2,0.2278086763070078,719.1543333333334,2.3929331758723613,-3.2662184393104927E-2,-3.2662184393104927E-2,2.3929331758723613]
[null,79.950000000001054,-2.8167724981257625E-2,0.22806236080178174,719.1543333333334,2.3982323411709618,-2.8167724981257625E-2,-2.8167724981257625E-2,2.3982323411709618]
[null,79.97500000000106,-2.4223350737906192E-2,0.22831661092530658,719.1543333333334,2.4033414913784474,-2.4223350737906192E-2,-2.4223350737906192E-2,2.4033414913784474]
[null,80.000000000001066,-2.4443623224111002E-2,0.22857142857142856,719.1543333333334,2.408253013065079,-2.4443623224111002E-2,-2.4443623224111002E-2,2.408253013065079]
[null,80.025000000001071,-2.8279252000731142E-2,0.2288268156424581,719.1543333333334,2.4129593261660927,-2.8279252000731142E-2,-2.8279252000731142E-2,2.4129593261660927]
[null,80.050000000001077,-3.4515360793881678E-2,0.22908277404921701,719.1543333333334,2.4174529065054111,-3.4515360793881678E-2,-3.4515360793881678E-2,2.4174529065054111]
[null,80.075000000001083,-4.3451695025259154E-2,0.22933930571108624,719.1543333333334,2.4217263069531318,-4.3451695025259154E-2,-4.3451695025259154E-2,2.4217263069531318]
[null,80.100000000001089,-5.5090109063358442E-2,0.22959641255605381,719.1543333333334,2.4257721771055891,-5.5090109063358442E-2,-5.5090109063358442E-2,2.4257721771055891]
[null,80.125000000001094,-6.509972528855297E-2,0.22985409652076319,719.1543333333334,2.429583281408056,-6.509972528855297E-2,-6.509972528855297E-2,2.429583281408056]
[null,80.1500000000011,-6.9838828886822593E-2,0.23011235955056181,719.1543333333334,2.4331525156717726,-6.9838828886822593E-2,-6.9838828886822593E-2,2.4331525156717726]
[null,80.175000000001106,-7.2484747819130196E-2,0.23037120359955005,719.1543333333334,2.4364729219678432,-7.2484747819130196E-2,-7.2484747819130196E-2,2.4364729219678432]
[null,80.200000000001111,-7.4509453305676751E-2,0.23063063063063063,719.1543333333334,2.4395377019100994,-7.4509453305676751E-2,-7.4509453305676751E-2,2.4395377019100994]
[null,80.225000000001117,-7.4332096204637488E-2,0.23089064261555806,719.1543333333334,2.4423402283663993,-7.4332096204637488E-2,-7.4332096204637488E-2,2.4423402283663993]
[null,80.250000000001123,-7.1969498287358213E-2,0.2311512415349887,719.1543333333334,2.4448740556623871,-7.1969498287358213E-2,-7.1969498287358213E-2,2.4448740556623871]
[null,80.275000000001128,-6.5832200844002611E-2,0.23141242937853107,719.1543333333334,2.4471329283627981,-6.5832200844002611E-2,-6.5832200844002611E-2,2.4471329283627981]
[null,80.300000000001134,-5.7045805550919634E-2,0.23167420814479639,719.1543333333334,2.4491107887324475,-5.7045805550919634E-2,-5.7045805550919634E-2,2.4491107887324475]
[null,80.32500000000114,-5.1794498883405239E-2,0.23193657984144961,719.1543333333334,2.4508017829916628,-5.1794498883405239E-2,-5.1794498883405239E-2,2.4508017829916628]
[null,80.350000000001145,-5.2889371024697505E-2,0.23219954648526078,719.1543333333334,2.4522002664888856,-5.2889371024697505E-2,-5.2889371024697505E-2,2.4522002664888856]
[null,80.375000000001151,-5.7266078037124434E-2,0.23246311010215664,719.1543333333334,2.4533008079163072,-5.7266078037124434E-2,-5.7266078037124434E-2,2.4533008079163072]
[null,80.400000000001157,-6.2707987294926756E-2,0.23272727272727273,719.1543333333334,2.4540981926930012,-6.2707987294926756E-2,-6.2707987294926756E-2,2.4540981926930012]
[null,80.425000000001162,-6.9652067488416736E-2,0.23299203640500568,719.1543333333334,2.4545874256341191,-6.9652067488416736E-2,-6.9652067488416736E-2,2.4545874256341191]
[null,80.450000000001168,-7.6072156127230797E-2,0.23325740318906607,719.1543333333334,2.4547637330150867,-7.6072156127230797E-2,-7.6072156127230797E-2,2.4547637330150867]
[null,80.475000000001174,-7.9125771218611543E-2,0.23352337514253135,719.1543333333334,2.4546225641268729,-7.9125771218611543E-2,-7.9125771218611543E-2,2.4546225641268729]
[null,80.50000000000118,-7.7202923544386973E-2,0.23378995433789954,719.1543333333334,2.4541595924032542,-7.7202923544386973E-2,-7.7202923544386973E-2,2.4541595924032542]
[null,80.525000000001185,-6.7122576406604753E-2,0.23405714285714285,719.1543333333334,2.4533707161845308,-6.7122576406604753E-2,-6.7122576406604753E-2,2.4533707161845308]
[null,80.550000000001191,-4.9138116014591282E-2,0.23432494279176203,719.1543333333334,2.4522520591654349,-4.9138116014591282E-2,-4.9138116014591282E-2,2.4522520591654349]
[null,80.575000000001197,-3.1549430841326838E-2,0.23459335624284078,719.1543333333334,2.459189802285449,-3.1549430841326838E-2,-3.1549430841326838E-2,2.459189802285449]
[null,80.600000000001202,-2.2390439935679962E-2,0.23486238532110093,719.1543333333334,2.4682536949676726,-2.2390439935679962E-2,-2.2390439935679962E-2,2.4682536949676726]
[null,80.625000000001208,-2.0888136545099672E-2,0.23513203214695752,719.1543333333334,2.4770537188492354,-2.0888136545099672E-2,-2.0888136545099672E-2,2.4770537188492354]
[null,80.650000000001214,-1.9924792112046182E-2,0.2354022988505747,719.1543333333334,2.4855823949359328,-1.9924792112046182E-2,-1.9924792112046182E-2,2.4855823949359328]
[null,80.675000000001219,-1.4595601967749835E-2,0.23567318757192174,719.1543333333334,2.4938323733518031,-1.4595601967749835E-2,-1.4595601967749835E-2,2.4938323733518031]
[null,80.700000000001225,-5.90298473854735E-3,0.23594470046082949,719.1543333333334,2.5017964364669787,-5.90298473854735E-3,-5.90298473854735E-3,2.5017964364669787]
[null,80.725000000001231,2.6336006273064492E-3,0.23621683967704729,719.1543333333334,2.5094675015268226,2.6336006273064492E-3,2.6336006273064492E-3,2.5094675015268226]
[null,80.750000000001236,8.2055805895301821E-3,0.23648960739030023,719.1543333333334,2.5168386227688284,8.2055805895301821E-3,8.2055805895301821E-3,2.5168386227688284]
[null,80.775000000001242,1.1816830778278253E-2,0.23676300578034681,719.1543333333334,2.5239029930240826,1.1816830778278253E-2,1.1816830778278253E-2,2.5239029930240826]
[null,80.800000000001248,1.5523580944509275E-2,0.23703703703703705,719.1543333333334,2.5306539448165872,1.5523580944509275E-2,1.5523580944509275E-2,2.5306539448165872]
[null,80.825000000001253,1.8883034382641172E-2,0.2373117033603708,719.1543333333334,2.5370849509961824,1.8883034382641172E-2,1.8883034382641172E-2,2.5370849509961824]
[null,80.850000000001259,2.4150897911716231E-2,0.23758700696055685,719.1543333333334,2.5431896249686337,2.4150897911716231E-2,2.4150897911716231E-2,2.5431896249686337]
[null,80.875000000001265,3.1986002166962145E-2,0.23786295005807201,719.1543333333334,2.5489617206185251,3.1986002166962145E-2,3.1986002166962145E-2,2.5489617206185251]
[null,80.90000000000127,3.8047138047138093E-2,0.23813953488372094,719.1543333333334,2.5543951320556757,3.8047138047138093E-2,3.8047138047138093E-2,2.5543951320556757]
[null,80.925000000001276,4.1461560265651495E-2,0.23841676367869616,719.1543333333334,2.5594838933520916,4.1461560265651495E-2,4.1461560265651495E-2,2.5594838933520916]
[null,80.950000000001282,4.3006381676719975E-2,0.23869463869463869,719.1543333333334,2.5642221784720758,4.3006381676719975E-2,4.3006381676719975E-2,2.5642221784720758]
[null,80.975000000001288,4.2117476893243952E-2,0.23897316219369896,719.1543333333334,2.5686043016308946,4.2117476893243952E-2,4.2117476893243952E-2,2.5686043016308946]
[null,81.000000000001293,4.0480466877005045E-2,0.23925233644859814,719.1543333333334,2.5726247183451116,4.0480466877005045E-2,4.0480466877005045E-2,2.5726247183451116]
[null,81.025000000001299,4.0220193013269304E-2,0.23953216374269007,719.1543333333334,2.5762780274582315,4.0220193013269304E-2,4.0220193013269304E-2,2.5762780274582315]
[null,81.050000000001305,4.1708721095031077E-2,0.23981264637002342,719.1543333333334,2.5795589744365524,4.1708721095031077E-2,4.1708721095031077E-2,2.5795589744365524]
[null,81.07500000000131,4.4949759859279896E-2,0.24009378663540445,719.1543333333334,2.5824624562303842,4.4949759859279896E-2,4.4949759859279896E-2,2.5824624562303842]
[null,81.100000000001316,4.8826449652570762E-2,0.24037558685446009,719.1543333333334,2.5849835279836264,4.8826449652570762E-2,4.8826449652570762E-2,2.5849835279836264]
[null,81.125000000001322,5.001655686156084E-2,0.24065804935370153,719.1543333333334,2.5871174118492117,5.001655686156084E-2,5.001655686156084E-2,2.5871174118492117]
[null,81.150000000001327,4.6318416263341551E-2,0.24094117647058824,719.1543333333334,2.5888595081287185,4.6318416263341551E-2,4.6318416263341551E-2,2.5888595081287185]
[null,81.175000000001333,3.9455001099375595E-2,0.24122497055359246,719.1543333333334,2.590205408901741,3.9455001099375595E-2,3.9455001099375595E-2,2.590205408901741]
[null,81.200000000001339,3.3337439435000407E-2,0.24150943396226415,719.1543333333334,2.5911509142453402,3.3337439435000407E-2,3.3337439435000407E-2,2.5911509142453402]
[null,81.225000000001344,3.0379854140672385E-2,0.24179456906729635,719.1543333333334,2.5916920510673793,3.0379854140672385E-2,3.0379854140672385E-2,2.5916920510673793]
[null,81.25000000000135,3.0545820120957787E-2,0.24208037825059101,719.1543333333334,2.5918250944921533,3.0545820120957787E-2,3.0545820120957787E-2,2.5918250944921533]
[null,81.275000000001356,3.2351047850654471E-2,0.24236686390532544,719.1543333333334,2.59154659164478,3.2351047850654471E-2,3.2351047850654471E-2,2.59154659164478]
[null,81.300000000001361,3.5076572173346345E-2,0.24265402843601896,719.1543333333334,2.5908533875856681,3.5076572173346345E-2,3.5076572173346345E-2,2.5908533875856681]
[null,81.325000000001367,4.0277281071930966E-2,0.24294187425860023,719.1543333333334,2.5897426530512422,4.0277281071930966E-2,4.0277281071930966E-2,2.5897426530512422]
[null,81.350000000001373,4.5665281188491245E-2,0.24323040380047506,719.1543333333334,2.5882119135656794,4.5665281188491245E-2,4.5665281188491245E-2,2.5882119135656794]
[null,81.375000000001378,4.7768135061604731E-2,0.24351961950059453,719.1543333333334,2.5862590794042752,4.7768135061604731E-2,4.7768135061604731E-2,2.5862590794042752]
[null,81.400000000001384,4.9164739447980992E-2,0.24380952380952381,719.1543333333334,2.5838824758157424,4.9164739447980992E-2,4.9164739447980992E-2,2.5838824758157424]
[null,81.42500000000139,4.9614556262864686E-2,0.24410011918951133,719.1543333333334,2.5810808728514822,4.9614556262864686E-2,4.9614556262864686E-2,2.5810808728514822]
[null,81.450000000001396,4.6658825337031473E-2,0.24439140811455848,719.1543333333334,2.5778535141074235,4.6658825337031473E-2,4.6658825337031473E-2,2.5778535141074235]
[null,81.475000000001401,4.2305827750359612E-2,0.24468339307048984,719.1543333333334,2.5742001436607329,4.2305827750359612E-2,4.2305827750359612E-2,2.5742001436607329]
[null,81.500000000001407,3.6281381875402328E-2,0.24497607655502393,719.1543333333334,2.5701210304810722,3.6281381875402328E-2,3.6281381875402328E-2,2.5701210304810722]
[null,81.525000000001413,2.5966192213241774E-2,0.24526946107784431,719.1543333333334,2.5656169896149974,2.5966192213241774E-2,2.5966192213241774E-2,2.5656169896149974]
[null,81.550000000001418,1.1205948814131344E-2,0.24556354916067147,719.1543333333334,2.5606893994826812,1.1205948814131344E-2,1.1205948814131344E-2,2.5606893994826812]
[null,81.575000000001424,-4.6418817071846143E-3,0.24585834333733494,719.1543333333334,2.5553402146875959,-4.6418817071846143E-3,-4.6418817071846143E-3,2.5553402146875959]
[null,81.60000000000143,-1.6921774789595393E-2,0.24615384615384617,719.1543333333334,2.5495719738207709,-1.6921774789595393E-2,-1.6921774789595393E-2,2.5495719738207709]
[null,81.625000000001435,-2.4661114157573643E-2,0.24645006016847171,719.1543333333334,2.5433878018393714,-2.4661114157573643E-2,-2.4661114157573643E-2,2.5433878018393714]
[null,81.650000000001441,-2.8478861523708102E-2,0.24674698795180722,719.1543333333334,2.5367914067121826,-2.8478861523708102E-2,-2.8478861523708102E-2,2.5367914067121826]
[null,81.675000000001447,-2.9565653916558712E-2,0.24704463208685162,719.1543333333334,2.5297870701483971,-2.9565653916558712E-2,-2.9565653916558712E-2,2.5297870701483971]
[null,81.700000000001452,-3.117842468747269E-2,0.24734299516908212,719.1543333333334,2.5223796323578598,-3.117842468747269E-2,-3.117842468747269E-2,2.5223796323578598]
[null,81.725000000001458,-3.4596688097868263E-2,0.24764207980652964,719.1543333333334,2.5145744709261693,-3.4596688097868263E-2,-3.4596688097868263E-2,2.5145744709261693]
[null,81.750000000001464,-3.8991541430565824E-2,0.24794188861985472,719.1543333333334,2.5063774740235192,-3.8991541430565824E-2,-3.8991541430565824E-2,2.5063774740235192]
[null,81.775000000001469,-4.3118041151085987E-2,0.24824242424242424,719.1543333333334,2.4977950082976084,-4.3118041151085987E-2,-4.3118041151085987E-2,2.4977950082976084]
[null,81.800000000001475,-4.6080394821543517E-2,0.24854368932038834,719.1543333333334,2.4888338819251805,-4.6080394821543517E-2,-4.6080394821543517E-2,2.4888338819251805]
[null,81.825000000001481,-4.8592136947762453E-2,0.24884568651275821,719.1543333333334,2.4795013034104021,-4.8592136947762453E-2,-4.8592136947762453E-2,2.4795013034104021]
[null,81.850000000001486,-4.9288982137133175E-2,0.2491484184914842,719.1543333333334,2.4698048368187364,-4.9288982137133175E-2,-4.9288982137133175E-2,2.4698048368187364]
[null,81.875000000001492,-4.582184287141014E-2,0.24945188794153472,719.1543333333334,2.4597523542200159,-4.582184287141014E-2,-4.582184287141014E-2,2.4597523542200159]
[null,81.900000000001498,-4.0326686746828384E-2,0.24975609756097561,719.1543333333334,2.4493519861823834,-4.0326686746828384E-2,-4.0326686746828384E-2,2.4493519861823834]
[null,81.925000000001504,-3.5946403452304328E-2,0.25006105006105006,719.1543333333334,2.4386120712088548,-3.5946403452304328E-2,-3.5946403452304328E-2,2.4386120712088548]
[null,81.950000000001509,-3.3087894417556073E-2,0.25036674816625915,719.1543333333334,2.4275411050396771,-3.3087894417556073E-2,-3.3087894417556073E-2,2.4275411050396771]
[null,81.975000000001515,-3.0893779123519493E-2,0.2506731946144431,719.1543333333334,2.416147690756929,-3.0893779123519493E-2,-3.0893779123519493E-2,2.416147690756929]
[null,82.000000000001521,-2.7336702985798132E-2,0.25098039215686274,719.1543333333334,2.4044404906231014,-2.7336702985798132E-2,-2.7336702985798132E-2,2.4044404906231014]
[null,82.025000000001526,-2.1893071814393612E-2,0.25128834355828222,719.1543333333334,2.3939493997477497,-2.1893071814393612E-2,-2.1893071814393612E-2,2.3939493997477497]
[null,82.050000000001532,-1.7694251722575931E-2,0.25159705159705159,719.1543333333334,2.392384800034272,-1.7694251722575931E-2,-1.7694251722575931E-2,2.392384800034272]
[null,82.075000000001538,-1.5978166135522557E-2,0.25190651906519063,719.1543333333334,2.3903903796683705,-1.5978166135522557E-2,-1.5978166135522557E-2,2.3903903796683705]
[null,82.100000000001543,-1.350894202979171E-2,0.25221674876847289,719.1543333333334,2.38796979922832,-1.350894202979171E-2,-1.350894202979171E-2,2.38796979922832]
[null,82.125000000001549,-7.9018615210589369E-3,0.25252774352651047,719.1543333333334,2.3851267862951007,-7.9018615210589369E-3,-7.9018615210589369E-3,2.3851267862951007]
[null,82.150000000001555,-1.0058624535414667E-3,0.25283950617283951,719.1543333333334,2.3818650927901421,-1.0058624535414667E-3,-1.0058624535414667E-3,2.3818650927901421]
[null,82.17500000000156,4.4556501283487156E-3,0.2531520395550062,719.1543333333334,2.3781884563959554,4.4556501283487156E-3,4.4556501283487156E-3,2.3781884563959554]
[null,82.200000000001566,9.5086718218111519E-3,0.25346534653465347,719.1543333333334,2.3741005668850814,9.5086718218111519E-3,9.5086718218111519E-3,2.3741005668850814]
[null,82.225000000001572,1.5474042814719511E-2,0.25377942998760844,719.1543333333334,2.3696050381257874,1.5474042814719511E-2,1.5474042814719511E-2,2.3696050381257874]
[null,82.250000000001577,2.0623624124804209E-2,0.25409429280397022,719.1543333333334,2.3647053864669538,2.0623624124804209E-2,2.0623624124804209E-2,2.3647053864669538]
[null,82.275000000001583,2.6225936257407493E-2,0.25440993788819877,719.1543333333334,2.3594050161307845,2.6225936257407493E-2,2.6225936257407493E-2,2.3594050161307845]
[null,82.300000000001589,3.5796861878687247E-2,0.25472636815920396,719.1543333333334,2.3537072121608311,3.5796861878687247E-2,3.5796861878687247E-2,2.3537072121608311]
[null,82.325000000001594,4.752097423222524E-2,0.25504358655043585,719.1543333333334,2.3476151413852406,4.752097423222524E-2,4.752097423222524E-2,2.3476151413852406]
[null,82.3500000000016,5.6953881855534107E-2,0.25536159600997504,719.1543333333334,2.3411318617611965,5.6953881855534107E-2,5.6953881855534107E-2,2.3411318617611965]
[null,82.375000000001606,6.2513808422541672E-2,0.25568039950062421,719.1543333333334,2.334260340366896,6.2513808422541672E-2,6.2513808422541672E-2,2.334260340366896]
[null,82.400000000001612,6.4990052637574278E-2,0.25600000000000001,719.1543333333334,2.3270034802019435,6.4990052637574278E-2,6.4990052637574278E-2,2.3270034802019435]
[null,82.425000000001617,6.7115423842410468E-2,0.25632040050062577,719.1543333333334,2.3307048614407573,6.7115423842410468E-2,6.7115423842410468E-2,2.3307048614407573]
[null,82.450000000001623,7.3288749016522395E-2,0.25664160401002506,719.1543333333334,2.3418153409300877,7.3288749016522395E-2,7.3288749016522395E-2,2.3418153409300877]
[null,82.475000000001629,8.3331214055053546E-2,0.25696361355081554,719.1543333333334,2.352755513262363,8.3331214055053546E-2,8.3331214055053546E-2,2.352755513262363]
[null,82.500000000001634,8.9558051005729999E-2,0.25728643216080405,719.1543333333334,2.3635229008662444,8.9558051005729999E-2,8.9558051005729999E-2,2.3635229008662444]
[null,82.52500000000164,8.8819350070333564E-2,0.25761006289308175,719.1543333333334,2.3741159812878245,8.8819350070333564E-2,8.8819350070333564E-2,2.3741159812878245]
[null,82.550000000001646,8.6532516351556454E-2,0.2579345088161209,719.1543333333334,2.3845341161209603,8.6532516351556454E-2,8.6532516351556454E-2,2.3845341161209603]
[null,82.575000000001651,8.5916998466172359E-2,0.25825977301387137,719.1543333333334,2.3947774652913454,8.5916998466172359E-2,8.5916998466172359E-2,2.3947774652913454]
[null,82.600000000001657,8.6482978221766552E-2,0.25858585858585859,719.1543333333334,2.4048468869109825,8.6482978221766552E-2,8.6482978221766552E-2,2.4048468869109825]
[null,82.625000000001663,8.6514634941070853E-2,0.25891276864728191,719.1543333333334,2.4147438230851028,8.6514634941070853E-2,8.6514634941070853E-2,2.4147438230851028]
[null,82.650000000001668,8.3407772982910661E-2,0.25924050632911394,719.1543333333334,2.4244701722444173,8.3407772982910661E-2,8.3407772982910661E-2,2.4244701722444173]
[null,82.675000000001674,7.696198809495422E-2,0.25956907477820024,719.1543333333334,2.4340281487913393,7.696198809495422E-2,7.696198809495422E-2,2.4340281487913393]
[null,82.70000000000168,6.9496830354422751E-2,0.25989847715736042,719.1543333333334,2.4434201310881076,6.9496830354422751E-2,6.9496830354422751E-2,2.4434201310881076]
[null,82.725000000001685,6.292349140500203E-2,0.26022871664548919,719.1543333333334,2.4526484990744102,6.292349140500203E-2,6.292349140500203E-2,2.4526484990744102]
[null,82.750000000001691,5.8067695046452046E-2,0.26055979643765903,719.1543333333334,2.4617154630777445,5.8067695046452046E-2,5.8067695046452046E-2,2.4617154630777445]
[null,82.775000000001697,5.4565720144004896E-2,0.26089171974522291,719.1543333333334,2.4706228856656414,5.4565720144004896E-2,5.4565720144004896E-2,2.4706228856656414]
[null,82.800000000001702,5.0627968645277681E-2,0.26122448979591839,719.1543333333334,2.4793720986773153,5.0627968645277681E-2,5.0627968645277681E-2,2.4793720986773153]
[null,82.825000000001708,4.5888732592115934E-2,0.26155810983397193,719.1543333333334,2.4879637178548379,4.5888732592115934E-2,4.5888732592115934E-2,2.4879637178548379]
[null,82.850000000001714,4.1039823887974961E-2,0.26189258312020458,719.1543333333334,2.4963974577605694,4.1039823887974961E-2,4.1039823887974961E-2,2.4963974577605694]
[null,82.87500000000172,3.4777753935897097E-2,0.26222791293213826,719.1543333333334,2.5046719499074634,3.4777753935897097E-2,3.4777753935897097E-2,2.5046719499074634]
[null,82.900000000001725,2.6519323844264902E-2,0.26256410256410256,719.1543333333334,2.5127845672308058,2.6519323844264902E-2,2.6519323844264902E-2,2.5127845672308058]
[null,82.925000000001731,1.811545828068243E-2,0.26290115532734276,719.1543333333334,2.520731258182372,1.811545828068243E-2,1.811545828068243E-2,2.520731258182372]
[null,82.950000000001737,1.1148066026114815E-2,0.26323907455012852,719.1543333333334,2.5285063938198831,1.1148066026114815E-2,1.1148066026114815E-2,2.5285063938198831]
[null,82.975000000001742,6.3445893500968745E-3,0.26357786357786356,719.1543333333334,2.5361026312859165,6.3445893500968745E-3,6.3445893500968745E-3,2.5361026312859165]
[null,83.000000000001748,2.6664494406429102E-3,0.26391752577319588,719.1543333333334,2.5435107970123343,2.6664494406429102E-3,2.6664494406429102E-3,2.5435107970123343]
[null,83.025000000001754,-2.9390416093799704E-3,0.26425806451612904,719.1543333333334,2.5507197928423602,-2.9390416093799704E-3,-2.9390416093799704E-3,2.5507197928423602]
[null,83.050000000001759,-1.0781033519035045E-2,0.26459948320413434,719.1543333333334,2.5577165280286005,-1.0781033519035045E-2,-1.0781033519035045E-2,2.5577165280286005]
[null,83.075000000001765,-1.8293080291506742E-2,0.26494178525226392,719.1543333333334,2.5644858797406811,-1.8293080291506742E-2,-1.8293080291506742E-2,2.5644858797406811]
[null,83.100000000001771,-2.3538823853536624E-2,0.26528497409326424,719.1543333333334,2.5710106843030025,-2.3538823853536624E-2,-2.3538823853536624E-2,2.5710106843030025]
[null,83.125000000001776,-2.6457334954581292E-2,0.26562905317769131,719.1543333333334,2.5772717608875513,-2.6457334954581292E-2,-2.6457334954581292E-2,2.5772717608875513]
[null,83.150000000001782,-2.9263126942119803E-2,0.26597402597402597,719.1543333333334,2.583247968818116,-2.9263126942119803E-2,-2.9263126942119803E-2,2.583247968818116]
[null,83.175000000001788,-3.4101041890184265E-2,0.26631989596879063,719.1543333333334,2.5889162990136034,-3.4101041890184265E-2,-3.4101041890184265E-2,2.5889162990136034]
[null,83.200000000001793,-4.2254700161859934E-2,0.26666666666666666,719.1543333333334,2.5942519994254467,-4.2254700161859934E-2,-4.2254700161859934E-2,2.5942519994254467]
[null,83.225000000001799,-5.2673602004837318E-2,0.26701434159061277,719.1543333333334,2.5992287336256905,-5.2673602004837318E-2,-5.2673602004837318E-2,2.5992287336256905]
[null,83.250000000001805,-6.1366086779147344E-2,0.26736292428198433,719.1543333333334,2.6038187709985774,-6.1366086779147344E-2,-6.1366086779147344E-2,2.6038187709985774]
[null,83.27500000000181,-6.5787563545234601E-2,0.26771241830065362,719.1543333333334,2.6079932063003319,-6.5787563545234601E-2,-6.5787563545234601E-2,2.6079932063003319]
[null,83.300000000001816,-6.6267977440282719E-2,0.26806282722513092,719.1543333333334,2.611722205700679,-6.6267977440282719E-2,-6.6267977440282719E-2,2.611722205700679]
[null,83.325000000001822,-6.4339036841003838E-2,0.26841415465268675,719.1543333333334,2.6149752758254787,-6.4339036841003838E-2,-6.4339036841003838E-2,2.6149752758254787]
[null,83.350000000001828,-6.1154026496276749E-2,0.26876640419947506,719.1543333333334,2.6177215518011341,-6.1154026496276749E-2,-6.1154026496276749E-2,2.6177215518011341]
[null,83.375000000001833,-5.8005573701875798E-2,0.26911957950065701,719.1543333333334,2.6199300998736872,-5.8005573701875798E-2,-5.8005573701875798E-2,2.6199300998736872]
[null,83.400000000001839,-5.691388047800322E-2,0.26947368421052631,719.1543333333334,2.621570229851109,-5.691388047800322E-2,-5.691388047800322E-2,2.621570229851109]
[null,83.425000000001845,-5.9131572742902413E-2,0.26982872200263502,719.1543333333334,2.62261181240439,-5.9131572742902413E-2,-5.9131572742902413E-2,2.62261181240439]
[null,83.45000000000185,-6.4762230222497746E-2,0.27018469656992083,719.1543333333334,2.6230255961661748,-6.4762230222497746E-2,-6.4762230222497746E-2,2.6230255961661748]
[null,83.475000000001856,-7.1974266663487732E-2,0.27054161162483487,719.1543333333334,2.6227835195847478,-7.1974266663487732E-2,-7.1974266663487732E-2,2.6227835195847478]
[null,83.500000000001862,-7.6419850220007579E-2,0.27089947089947092,719.1543333333334,2.6218590126224828,-7.6419850220007579E-2,-7.6419850220007579E-2,2.6218590126224828]
[null,83.525000000001867,-7.279098353055867E-2,0.27125827814569536,719.1543333333334,2.6202272836242599,-7.279098353055867E-2,-7.279098353055867E-2,2.6202272836242599]
[null,83.550000000001873,-6.0099950461870201E-2,0.27161803713527849,719.1543333333334,2.6178655870124392,-6.0099950461870201E-2,-6.0099950461870201E-2,2.6178655870124392]
[null,83.575000000001879,-4.4968038634443035E-2,0.27197875166002655,719.1543333333334,2.6147534678787827,-4.4968038634443035E-2,-4.4968038634443035E-2,2.6147534678787827]
[null,83.600000000001884,-3.5545992312318038E-2,0.2723404255319149,719.1543333333334,2.610872980026405,-3.5545992312318038E-2,-3.5545992312318038E-2,2.610872980026405]
[null,83.62500000000189,-3.5736594902605924E-2,0.27270306258322236,719.1543333333334,2.6062088745522369,-3.5736594902605924E-2,-3.5736594902605924E-2,2.6062088745522369]
[null,83.650000000001896,-4.2833130677347835E-2,0.27306666666666668,719.1543333333334,2.6091329956922862,-4.2833130677347835E-2,-4.2833130677347835E-2,2.6091329956922862]
[null,83.675000000001901,-5.0486639274994895E-2,0.27343124165554072,719.1543333333334,2.6178315287134266,-5.0486639274994895E-2,-5.0486639274994895E-2,2.6178315287134266]
[null,83.700000000001907,-5.6401280044080987E-2,0.27379679144385027,719.1543333333334,2.6257896753901786,-5.6401280044080987E-2,-5.6401280044080987E-2,2.6257896753901786]
[null,83.725000000001913,-6.0348170930389654E-2,0.27416331994645249,719.1543333333334,2.6329824977839169,-6.0348170930389654E-2,-6.0348170930389654E-2,2.6329824977839169]
[null,83.750000000001918,-6.0703017587360616E-2,0.27453083109919574,719.1543333333334,2.6393876054273195,-6.0703017587360616E-2,-6.0703017587360616E-2,2.6393876054273195]
[null,83.775000000001924,-5.7155345747005849E-2,0.27489932885906038,719.1543333333334,2.6449852960701281,-5.7155345747005849E-2,-5.7155345747005849E-2,2.6449852960701281]
[null,83.80000000000193,-5.1905363628416294E-2,0.27526881720430108,719.1543333333334,2.6497586636118409,-5.1905363628416294E-2,-5.1905363628416294E-2,2.6497586636118409]
[null,83.825000000001936,-4.8199275736647881E-2,0.27563930013458948,719.1543333333334,2.6536936726889464,-4.8199275736647881E-2,-4.8199275736647881E-2,2.6536936726889464]
[null,83.850000000001941,-4.6866382153557616E-2,0.27601078167115906,719.1543333333334,2.6567791999913362,-4.6866382153557616E-2,-4.6866382153557616E-2,2.6567791999913362]
[null,83.875000000001947,-4.6063308140412727E-2,0.27638326585695006,719.1543333333334,2.6590070429869122,-4.6063308140412727E-2,-4.6063308140412727E-2,2.6590070429869122]
[null,83.900000000001953,-4.3888531260679153E-2,0.27675675675675676,719.1543333333334,2.660371897327205,-4.3888531260679153E-2,-4.3888531260679153E-2,2.660371897327205]
[null,83.925000000001958,-4.0437683946731959E-2,0.27713125845737485,719.1543333333334,2.6608713047820083,-4.0437683946731959E-2,-4.0437683946731959E-2,2.6608713047820083]
[null,83.950000000001964,-3.6553311769676834E-2,0.27750677506775068,719.1543333333334,2.6605055740985697,-3.6553311769676834E-2,-3.6553311769676834E-2,2.6605055740985697]
[null,83.97500000000197,-3.1776855891726026E-2,0.27788331071913164,719.1543333333334,2.6592776776911053,-3.1776855891726026E-2,-3.1776855891726026E-2,2.6592776776911053]
[null,84.000000000001975,-2.7443196719357237E-2,0.27826086956521739,719.1543333333334,2.6571931275289904,-2.7443196719357237E-2,-2.7443196719357237E-2,2.6571931275289904]
[null,84.025000000001981,-2.3537764214396857E-2,0.27863945578231292,719.1543333333334,2.6542598339959294,-2.3537764214396857E-2,-2.3537764214396857E-2,2.6542598339959294]
[null,84.050000000001987,-1.5973000394715622E-2,0.2790190735694823,719.1543333333334,2.6504879518268343,-1.5973000394715622E-2,-1.5973000394715622E-2,2.6504879518268343]
[null,84.075000000001992,-5.9180845962906181E-3,0.27939972714870398,719.1543333333334,2.6458897174829459,-5.9180845962906181E-3,-5.9180845962906181E-3,2.6458897174829459]
[null,84.100000000001998,6.4399568726880021E-4,0.27978142076502732,719.1543333333334,2.6404792824889221,6.4399568726880021E-4,6.4399568726880021E-4,2.6404792824889221]
[null,84.125000000002004,2.4190237014783799E-3,0.2801641586867305,719.1543333333334,2.6342725473190156,2.4190237014783799E-3,2.4190237014783799E-3,2.6342725473190156]
[null,84.150000000002009,2.6104210211213173E-3,0.28054794520547943,719.1543333333334,2.6272870003756319,2.6104210211213173E-3,2.6104210211213173E-3,2.6272870003756319]
[null,84.175000000002015,3.3607779870565265E-3,0.28093278463648835,719.1543333333334,2.619541566447305,3.3607779870565265E-3,3.3607779870565265E-3,2.619541566447305]
[null,84.200000000002021,3.868477589956675E-3,0.28131868131868132,719.1543333333334,2.6110564687614874,3.868477589956675E-3,3.868477589956675E-3,2.6110564687614874]
[null,84.225000000002026,2.7762545465141856E-3,0.28170563961485556,719.1543333333334,2.6018531083606238,2.7762545465141856E-3,2.7762545465141856E-3,2.6018531083606238]
[null,84.250000000002032,1.1556689369435962E-3,0.2820936639118457,719.1543333333334,2.591953964031013,1.1556689369435962E-3,1.1556689369435962E-3,2.591953964031013]
[null,84.275000000002038,3.1386511323569042E-3,0.28248275862068967,719.1543333333334,2.5813825154093797,3.1386511323569042E-3,3.1386511323569042E-3,2.5813825154093797]
[null,84.300000000002044,8.3531353397599817E-3,0.2828729281767956,719.1543333333334,2.5701631911919902,8.3531353397599817E-3,8.3531353397599817E-3,2.5701631911919902]
[null,84.325000000002049,1.1385955013020326E-2,0.28326417704011064,719.1543333333334,2.5583213435892977,1.1385955013020326E-2,1.1385955013020326E-2,2.5583213435892977]
[null,84.350000000002055,1.3293835284393948E-2,0.28365650969529088,719.1543333333334,2.5458832493223049,1.3293835284393948E-2,1.3293835284393948E-2,2.5458832493223049]
[null,84.375000000002061,1.6335661890343287E-2,0.2840499306518724,719.1543333333334,2.5328761365660544,1.6335661890343287E-2,1.6335661890343287E-2,2.5328761365660544]
[null,84.400000000002066,1.7110258101603434E-2,0.28444444444444444,719.1543333333334,2.5193282363340521,1.7110258101603434E-2,1.7110258101603434E-2,2.5193282363340521]
[null,84.425000000002072,1.4618649119042527E-2,0.28484005563282339,719.1543333333334,2.5052688558915674,1.4618649119042527E-2,1.4618649119042527E-2,2.5052688558915674]
[null,84.450000000002078,1.0303533631621793E-2,0.28523676880222842,719.1543333333334,2.4907284709135005,1.0303533631621793E-2,1.0303533631621793E-2,2.4907284709135005]
[null,84.475000000002083,4.5912839382548226E-3,0.28563458856345886,719.1543333333334,2.4757388322934673,4.5912839382548226E-3,4.5912839382548226E-3,2.4757388322934673]
[null,84.500000000002089,-2.8265874056590832E-4,0.2860335195530726,719.1543333333334,2.4603330827939121,-2.8265874056590832E-4,-2.8265874056590832E-4,2.4603330827939121]
[null,84.525000000002095,-1.2220288380791918E-3,0.28643356643356643,719.1543333333334,2.4445458781309277,-1.2220288380791918E-3,-1.2220288380791918E-3,2.4445458781309277]
[null,84.5500000000021,-4.0438478676086976E-4,0.2868347338935574,719.1543333333334,2.4284135066374786,-4.0438478676086976E-4,-4.0438478676086976E-4,2.4284135066374786]
[null,84.575000000002106,-3.2982592778029369E-3,0.28723702664796635,719.1543333333334,2.4119740013668327,-3.2982592778029369E-3,-3.2982592778029369E-3,2.4119740013668327]
[null,84.600000000002112,-9.2041580239849048E-3,0.28764044943820227,719.1543333333334,2.3952672384008,-9.2041580239849048E-3,-9.2041580239849048E-3,2.3952672384008]
[null,84.625000000002117,-1.3016209829742515E-2,0.28804500703234881,719.1543333333334,2.378335015224835,-1.3016209829742515E-2,-1.3016209829742515E-2,2.378335015224835]
[null,84.650000000002123,-1.2440428412104236E-2,0.28845070422535213,719.1543333333334,2.3612211033274759,-1.2440428412104236E-2,-1.2440428412104236E-2,2.3612211033274759]
[null,84.675000000002129,-7.9369620675678494E-3,0.28885754583921014,719.1543333333334,2.343971269669491,-7.9369620675678494E-3,-7.9369620675678494E-3,2.343971269669491]
[null,84.700000000002134,-1.3264032933584732E-3,0.28926553672316385,719.1543333333334,2.3266332623359829,-1.3264032933584732E-3,-1.3264032933584732E-3,2.3266332623359829]
[null,84.72500000000214,4.4845252949108272E-3,0.28967468175388966,719.1543333333334,2.309256756511727,4.4845252949108272E-3,4.4845252949108272E-3,2.309256756511727]
[null,84.750000000002146,8.4375091062738761E-3,0.29008498583569403,719.1543333333334,2.2918932578791353,8.4375091062738761E-3,8.4375091062738761E-3,2.2918932578791353]
[null,84.775000000002152,1.2393274470379049E-2,0.29049645390070922,719.1543333333334,2.2958537291393433,1.2393274470379049E-2,1.2393274470379049E-2,2.2958537291393433]
[null,84.800000000002157,1.6131151536344254E-2,0.29090909090909089,719.1543333333334,2.3052923248578643,1.6131151536344254E-2,1.6131151536344254E-2,2.3052923248578643]
[null,84.825000000002163,1.9293114729778772E-2,0.29132290184921766,719.1543333333334,2.3146536526357138,1.9293114729778772E-2,1.9293114729778772E-2,2.3146536526357138]
[null,84.850000000002169,2.5643797004929983E-2,0.29173789173789172,719.1543333333334,2.323909442987742,2.5643797004929983E-2,2.5643797004929983E-2,2.323909442987742]
[null,84.875000000002174,3.6732788148995915E-2,0.29215406562054208,719.1543333333334,2.333032187177658,3.6732788148995915E-2,3.6732788148995915E-2,2.333032187177658]
[null,84.90000000000218,4.8129074643630143E-2,0.29257142857142859,719.1543333333334,2.341995386004855,4.8129074643630143E-2,4.8129074643630143E-2,2.341995386004855]
[null,84.925000000002186,5.3401309184157281E-2,0.29298998569384838,719.1543333333334,2.350773779792116,5.3401309184157281E-2,5.3401309184157281E-2,2.350773779792116]
[null,84.950000000002191,5.1266666136847057E-2,0.29340974212034382,719.1543333333334,2.3593435573144483,5.1266666136847057E-2,5.1266666136847057E-2,2.3593435573144483]
[null,84.975000000002197,4.7061090845512576E-2,0.29383070301291248,719.1543333333334,2.367682541862703,4.7061090845512576E-2,4.7061090845512576E-2,2.367682541862703]
[null,85.000000000002203,4.5248445641836679E-2,0.29425287356321839,719.1543333333334,2.3757703530755405,4.5248445641836679E-2,4.5248445641836679E-2,2.3757703530755405]
[null,85.025000000002208,4.6802671350271621E-2,0.29467625899280575,719.1543333333334,2.3835885435857094,4.6802671350271621E-2,4.6802671350271621E-2,2.3835885435857094]
[null,85.050000000002214,4.9890592258806273E-2,0.29510086455331414,719.1543333333334,2.3911207099025531,4.9890592258806273E-2,4.9890592258806273E-2,2.3911207099025531]
[null,85.07500000000222,5.141276388325957E-2,0.29552669552669553,719.1543333333334,2.3983525772876324,5.141276388325957E-2,5.141276388325957E-2,2.3983525772876324]
[null,85.100000000002225,5.1833970441366201E-2,0.29595375722543354,719.1543333333334,2.405272058674718,5.1833970441366201E-2,5.1833970441366201E-2,2.405272058674718]
[null,85.125000000002231,5.2522470972510296E-2,0.2963820549927641,719.1543333333334,2.4118692879438055,5.2522470972510296E-2,5.2522470972510296E-2,2.4118692879438055]
[null,85.150000000002237,5.1737145914958663E-2,0.29681159420289854,719.1543333333334,2.41813662808904,5.1737145914958663E-2,5.1737145914958663E-2,2.41813662808904]
[null,85.175000000002242,4.8458225051458734E-2,0.29724238026124816,719.1543333333334,2.424068655032281,4.8458225051458734E-2,4.8458225051458734E-2,2.424068655032281]
[null,85.200000000002248,4.3606932159253167E-2,0.29767441860465116,719.1543333333334,2.4296621180378981,4.3606932159253167E-2,4.3606932159253167E-2,2.4296621180378981]
[null,85.225000000002254,3.9036311184226215E-2,0.29810771470160119,719.1543333333334,2.4349158778894315,3.9036311184226215E-2,3.9036311184226215E-2,2.4349158778894315]
[null,85.25000000000226,3.8269397356730163E-2,0.29854227405247813,719.1543333333334,2.4398308242020121,3.8269397356730163E-2,3.8269397356730163E-2,2.4398308242020121]
[null,85.275000000002265,4.4142977109145463E-2,0.29897810218978105,719.1543333333334,2.4444097734690446,4.4142977109145463E-2,4.4142977109145463E-2,2.4444097734690446]
[null,85.300000000002271,5.5435418968070402E-2,0.29941520467836258,719.1543333333334,2.4486573496767829,5.5435418968070402E-2,5.5435418968070402E-2,2.4486573496767829]
[null,85.325000000002277,6.74784827027156E-2,0.29985358711566618,719.1543333333334,2.4525798495604838,6.74784827027156E-2,6.74784827027156E-2,2.4525798495604838]
[null,85.350000000002282,7.6708734340520349E-2,0.30029325513196481,719.1543333333334,2.4561850948108623,7.6708734340520349E-2,7.6708734340520349E-2,2.4561850948108623]
[null,85.375000000002288,8.316312879648835E-2,0.30073421439060205,719.1543333333334,2.459482273756163,8.316312879648835E-2,8.316312879648835E-2,2.459482273756163]
[null,85.400000000002294,8.7390559145083119E-2,0.30117647058823527,719.1543333333334,2.462481775227459,8.7390559145083119E-2,8.7390559145083119E-2,2.462481775227459]
[null,85.425000000002299,8.7739180422107252E-2,0.30162002945508098,719.1543333333334,2.4651950174457258,8.7739180422107252E-2,8.7739180422107252E-2,2.4651950174457258]
[null,85.450000000002305,8.3088556692018561E-2,0.30206489675516224,719.1543333333334,2.467634274832974,8.3088556692018561E-2,8.3088556692018561E-2,2.467634274832974]
[null,85.475000000002311,7.4711314561825948E-2,0.30251107828655832,719.1543333333334,2.4698125056322544,7.4711314561825948E-2,7.4711314561825948E-2,2.4698125056322544]
[null,85.500000000002316,6.4584343301888503E-2,0.30295857988165681,719.1543333333334,2.4717431831131402,6.4584343301888503E-2,6.4584343301888503E-2,2.4717431831131402]
[null,85.525000000002322,5.4748375440743624E-2,0.3034074074074074,719.1543333333334,2.4734401329355626,5.4748375440743624E-2,5.4748375440743624E-2,2.4734401329355626]
[null,85.550000000002328,4.5894428152492728E-2,0.30385756676557862,719.1543333333334,2.4749173789472314,4.5894428152492728E-2,4.5894428152492728E-2,2.4749173789472314]
[null,85.575000000002333,3.8278801654096813E-2,0.30430906389301632,719.1543333333334,2.4761889993059119,3.8278801654096813E-2,3.8278801654096813E-2,2.4761889993059119]
[null,85.600000000002339,3.372129371342588E-2,0.30476190476190479,719.1543333333334,2.4772689943615624,3.372129371342588E-2,3.372129371342588E-2,2.4772689943615624]
[null,85.625000000002345,3.1406114647656767E-2,0.30521609538002981,719.1543333333334,2.4781711672238842,3.1406114647656767E-2,3.1406114647656767E-2,2.4781711672238842]
[null,85.65000000000235,2.6938278669199168E-2,0.30567164179104478,719.1543333333334,2.4789090174018082,2.6938278669199168E-2,2.6938278669199168E-2,2.4789090174018082]
[null,85.675000000002356,1.8560374264544093E-2,0.30612855007473844,719.1543333333334,2.4794956473588039,1.8560374264544093E-2,1.8560374264544093E-2,2.4794956473588039]
[null,85.700000000002362,8.7487781036168621E-3,0.30658682634730539,719.1543333333334,2.479943681308808,8.7487781036168621E-3,8.7487781036168621E-3,2.479943681308808]
[null,85.725000000002368,-1.7921146953406265E-4,0.30704647676161917,719.1543333333334,2.4802651951081733,-1.7921146953406265E-4,-1.7921146953406265E-4,2.4802651951081733]
[null,85.750000000002373,-7.2941584743316003E-3,0.30750750750750749,719.1543333333334,2.4804716557027517,-7.2941584743316003E-3,-7.2941584743316003E-3,2.4804716557027517]
[null,85.775000000002379,-1.1613115153634498E-2,0.30796992481203006,719.1543333333334,2.4805738682855458,-1.1613115153634498E-2,-1.1613115153634498E-2,2.4805738682855458]
[null,85.800000000002385,-1.40787629772681E-2,0.30843373493975906,719.1543333333334,2.4862081911473397,-1.40787629772681E-2,-1.40787629772681E-2,2.4862081911473397]
[null,85.82500000000239,-1.5774318055986024E-2,0.30889894419306185,719.1543333333334,2.4940055370450467,-1.5774318055986024E-2,-1.5774318055986024E-2,2.4940055370450467]
[null,85.850000000002396,-1.5584245285268122E-2,0.30936555891238671,719.1543333333334,2.5017286160468064,-1.5584245285268122E-2,-1.5584245285268122E-2,2.5017286160468064]
[null,85.875000000002402,-1.4795079035834352E-2,0.30983358547655065,719.1543333333334,2.5093887544325351,-1.4795079035834352E-2,-1.4795079035834352E-2,2.5093887544325351]
[null,85.900000000002407,-1.5616829188819747E-2,0.3103030303030303,719.1543333333334,2.5169968888446159,-1.5616829188819747E-2,-1.5616829188819747E-2,2.5169968888446159]
[null,85.925000000002413,-1.7930418795878943E-2,0.31077389984825493,719.1543333333334,2.524563504971737,-1.7930418795878943E-2,-1.7930418795878943E-2,2.524563504971737]
[null,85.950000000002419,-2.1385107301708343E-2,0.31124620060790276,719.1543333333334,2.5320985725100207,-2.1385107301708343E-2,-2.1385107301708343E-2,2.5320985725100207]
[null,85.975000000002424,-2.4369978303888647E-2,0.31171993911719942,719.1543333333334,2.5396114750904322,-2.4369978303888647E-2,-2.4369978303888647E-2,2.5396114750904322]
[null,86.00000000000243,-2.4237126046724834E-2,0.31219512195121951,719.1543333333334,2.5471109342269052,-2.4237126046724834E-2,-2.4237126046724834E-2,2.5471109342269052]
[null,86.025000000002436,-2.1328549062616754E-2,0.31267175572519085,719.1543333333334,2.5546049267472002,-2.1328549062616754E-2,-2.1328549062616754E-2,2.5546049267472002]
[null,86.050000000002441,-1.9017741008299505E-2,0.3131498470948012,719.1543333333334,2.5621005955951226,-1.9017741008299505E-2,-1.9017741008299505E-2,2.5621005955951226]
[null,86.075000000002447,-1.8946612731034439E-2,0.31362940275650841,719.1543333333334,2.5696041543153165,-1.8946612731034439E-2,-1.8946612731034439E-2,2.5696041543153165]
[null,86.100000000002453,-2.0190496626373931E-2,0.31411042944785278,719.1543333333334,2.5771207859287726,-2.0190496626373931E-2,-2.0190496626373931E-2,2.5771207859287726]
[null,86.125000000002458,-2.2214010018888064E-2,0.31459293394777266,719.1543333333334,2.5846545372590986,-2.2214010018888064E-2,-2.2214010018888064E-2,2.5846545372590986]
[null,86.150000000002464,-2.4724824960859638E-2,0.31507692307692309,719.1543333333334,2.5922082100606794,-2.4724824960859638E-2,-2.4724824960859638E-2,2.5922082100606794]
[null,86.17500000000247,-2.7122788334432626E-2,0.31556240369799693,719.1543333333334,2.6002150241832194,-2.7122788334432626E-2,-2.7122788334432626E-2,2.6002150241832194]
[null,86.200000000002476,-2.9540752396771293E-2,0.31604938271604938,719.1543333333334,2.6092729545076745,-2.9540752396771293E-2,-2.9540752396771293E-2,2.6092729545076745]
[null,86.225000000002481,-3.2414228834370507E-2,0.31653786707882536,719.1543333333334,2.6177805174759596,-3.2414228834370507E-2,-3.2414228834370507E-2,2.6177805174759596]
[null,86.250000000002487,-3.5622948604852614E-2,0.3170278637770898,719.1543333333334,2.6257249669375087,-3.5622948604852614E-2,-3.5622948604852614E-2,2.6257249669375087]
[null,86.275000000002493,-3.8625303652841045E-2,0.31751937984496126,719.1543333333334,2.63309188448723,-3.8625303652841045E-2,-3.8625303652841045E-2,2.63309188448723]
[null,86.300000000002498,-4.0324567468548608E-2,0.31801242236024846,719.1543333333334,2.6398650922677751,-4.0324567468548608E-2,-4.0324567468548608E-2,2.6398650922677751]
[null,86.325000000002504,-4.0069194435834815E-2,0.31850699844479002,719.1543333333334,2.6460265795664348,-4.0069194435834815E-2,-4.0069194435834815E-2,2.6460265795664348]
[null,86.35000000000251,-3.8225687242209663E-2,0.31900311526479752,719.1543333333334,2.6531940430820873,-3.8225687242209663E-2,-3.8225687242209663E-2,2.6531940430820873]
[null,86.375000000002515,-3.5212338438144947E-2,0.31950078003120125,719.1543333333334,2.6607946121430746,-3.5212338438144947E-2,-3.5212338438144947E-2,2.6607946121430746]
[null,86.400000000002521,-3.1131403200640017E-2,0.32,719.1543333333334,2.6683517137344066,-3.1131403200640017E-2,-3.1131403200640017E-2,2.6683517137344066]
[null,86.425000000002527,-2.6828870928005424E-2,0.32050078247261343,719.1543333333334,2.6758479930454517,-2.6828870928005424E-2,-2.6828870928005424E-2,2.6758479930454517]
[null,86.450000000002532,-2.4851981657646471E-2,0.32100313479623827,719.1543333333334,2.6832638730103975,-2.4851981657646471E-2,-2.4851981657646471E-2,2.6832638730103975]
[null,86.475000000002538,-2.7167955452770558E-2,0.32150706436420723,719.1543333333334,2.6905775380359072,-2.7167955452770558E-2,-2.7167955452770558E-2,2.6905775380359072]
[null,86.500000000002544,-3.297265866109296E-2,0.32201257861635219,719.1543333333334,2.6977649315418968,-3.297265866109296E-2,-3.297265866109296E-2,2.6977649315418968]
[null,86.525000000002549,-3.8828224548130175E-2,0.32251968503937006,719.1543333333334,2.7047997680810267,-3.8828224548130175E-2,-3.8828224548130175E-2,2.7047997680810267]
[null,86.550000000002555,-4.0996776047916864E-2,0.32302839116719245,719.1543333333334,2.711653560934685,-4.0996776047916864E-2,-4.0996776047916864E-2,2.711653560934685]
[null,86.575000000002561,-3.8301451440711842E-2,0.32353870458135858,719.1543333333334,2.7182956662311781,-3.8301451440711842E-2,-3.8301451440711842E-2,2.7182956662311781]
[null,86.600000000002566,-3.1056963551062678E-2,0.32405063291139241,719.1543333333334,2.7246933447702868,-3.1056963551062678E-2,-3.1056963551062678E-2,2.7246933447702868]
[null,86.625000000002572,-2.1413585103592977E-2,0.32456418383518226,719.1543333333334,2.7308118428398056,-2.1413585103592977E-2,-2.1413585103592977E-2,2.7308118428398056]
[null,86.650000000002578,-1.426419982674901E-2,0.32507936507936508,719.1543333333334,2.736614493346456,-1.426419982674901E-2,-1.426419982674901E-2,2.736614493346456]
[null,86.675000000002584,-1.1276017452256632E-2,0.32559618441971383,719.1543333333334,2.7420628385310342,-1.1276017452256632E-2,-1.1276017452256632E-2,2.7420628385310342]
[null,86.700000000002589,-9.6497362823090623E-3,0.32611464968152865,719.1543333333334,2.7471167753764338,-9.6497362823090623E-3,-9.6497362823090623E-3,2.7471167753764338]
[null,86.725000000002595,-8.3759175812676973E-3,0.32663476874003189,719.1543333333334,2.7517347245360586,-8.3759175812676973E-3,-8.3759175812676973E-3,2.7517347245360586]
[null,86.750000000002601,-7.5013179261802336E-3,0.32715654952076678,719.1543333333334,2.7558738232073505,-7.5013179261802336E-3,-7.5013179261802336E-3,2.7558738232073505]
[null,86.775000000002606,-5.4445583556519839E-3,0.32768000000000003,719.1543333333334,2.7594901418595943,-5.4445583556519839E-3,-5.4445583556519839E-3,2.7594901418595943]
[null,86.800000000002612,-2.3708101206134208E-3,0.3282051282051282,719.1543333333334,2.7625389241164684,-2.3708101206134208E-3,-2.3708101206134208E-3,2.7625389241164684]
[null,86.825000000002618,-7.7618566997008807E-4,0.32873194221508828,719.1543333333334,2.7649748484207088,-7.7618566997008807E-4,-7.7618566997008807E-4,2.7649748484207088]
[null,86.850000000002623,-7.9247762174590789E-4,0.32926045016077171,719.1543333333334,2.7667523094073232,-7.9247762174590789E-4,-7.9247762174590789E-4,2.7667523094073232]
[null,86.875000000002629,-2.2119967045223382E-4,0.32979066022544284,719.1543333333334,2.7678257162237103,-2.2119967045223382E-4,-2.2119967045223382E-4,2.7678257162237103]
[null,86.900000000002635,9.801662043990916E-4,0.33032258064516129,719.1543333333334,2.768149804401824,9.801662043990916E-4,9.801662043990916E-4,2.768149804401824]
[null,86.92500000000264,2.2396797770519255E-3,0.33085621970920842,719.1543333333334,2.7676799573481299,2.2396797770519255E-3,2.2396797770519255E-3,2.7676799573481299]
[null,86.950000000002646,4.5103539989456518E-3,0.3313915857605178,719.1543333333334,2.7663725331047355,4.5103539989456518E-3,4.5103539989456518E-3,2.7663725331047355]
[null,86.975000000002652,6.3241912966539226E-3,0.33192868719611018,719.1543333333334,2.7641851917731608,6.3241912966539226E-3,6.3241912966539226E-3,2.7641851917731608]
[null,87.000000000002657,4.4417423646377231E-3,0.33246753246753247,719.1543333333334,2.7610772188932304,4.4417423646377231E-3,4.4417423646377231E-3,2.7610772188932304]
[null,87.025000000002663,-1.1373901617804025E-3,0.33300813008130081,719.1543333333334,2.7570098401334451,-1.1373901617804025E-3,-1.1373901617804025E-3,2.7570098401334451]
[null,87.050000000002669,-8.1369689552223037E-3,0.33355048859934855,719.1543333333334,2.7577946676327008,-8.1369689552223037E-3,-8.1369689552223037E-3,2.7577946676327008]
[null,87.075000000002674,-1.4201283752817982E-2,0.33409461663947798,719.1543333333334,2.7675843174657171,-1.4201283752817982E-2,-1.4201283752817982E-2,2.7675843174657171]
[null,87.10000000000268,-1.6416062010082458E-2,0.33464052287581697,719.1543333333334,2.7765006248716242,-1.6416062010082458E-2,-1.6416062010082458E-2,2.7765006248716242]
[null,87.125000000002686,-1.3922996023704127E-2,0.3351882160392799,719.1543333333334,2.7844960356555237,-1.3922996023704127E-2,-1.3922996023704127E-2,2.7844960356555237]
[null,87.150000000002692,-1.039505996232983E-2,0.33573770491803279,719.1543333333334,2.7915249470110801,-1.039505996232983E-2,-1.039505996232983E-2,2.7915249470110801]
[null,87.175000000002697,-9.6119866379504454E-3,0.33628899835796389,719.1543333333334,2.7975440008684762,-9.6119866379504454E-3,-9.6119866379504454E-3,2.7975440008684762]
[null,87.200000000002703,-1.1453507008188361E-2,0.33684210526315789,719.1543333333334,2.8025123563598848,-1.1453507008188361E-2,-1.1453507008188361E-2,2.8025123563598848]
[null,87.225000000002709,-1.5519474842842268E-2,0.3373970345963756,719.1543333333334,2.8063919387094831,-1.5519474842842268E-2,-1.5519474842842268E-2,2.8063919387094831]
[null,87.250000000002714,-2.2836415558681492E-2,0.33795379537953796,719.1543333333334,2.8091476622230838,-2.2836415558681492E-2,-2.2836415558681492E-2,2.8091476622230838]
[null,87.27500000000272,-3.1589167309072901E-2,0.3385123966942149,719.1543333333334,2.8107476253901478,-3.1589167309072901E-2,-3.1589167309072901E-2,2.8107476253901478]
[null,87.300000000002726,-3.8334035344263516E-2,0.33907284768211921,719.1543333333334,2.811163276424713,-3.8334035344263516E-2,-3.8334035344263516E-2,2.811163276424713]
[null,87.325000000002731,-4.2322384611920401E-2,0.3396351575456053,719.1543333333334,2.8103695478773245,-4.2322384611920401E-2,-4.2322384611920401E-2,2.8103695478773245]
[null,87.350000000002737,-4.2940286685369311E-2,0.34019933554817278,719.1543333333334,2.8083449592707179,-4.2940286685369311E-2,-4.2940286685369311E-2,2.8083449592707179]
[null,87.375000000002743,-3.9288637754412721E-2,0.34076539101497505,719.1543333333334,2.8050716870744088,-3.9288637754412721E-2,-3.9288637754412721E-2,2.8050716870744088]
[null,87.400000000002748,-3.4090842863462846E-2,0.34133333333333332,719.1543333333334,2.800535601763789,-3.4090842863462846E-2,-3.4090842863462846E-2,2.800535601763789]
[null,87.425000000002754,-3.2065740012238844E-2,0.34190317195325542,719.1543333333334,2.7947262722281705,-3.2065740012238844E-2,-3.2065740012238844E-2,2.7947262722281705]
[null,87.45000000000276,-3.6036472779195049E-2,0.34247491638795985,719.1543333333334,2.7876369384110378,-3.6036472779195049E-2,-3.6036472779195049E-2,2.7876369384110378]
[null,87.475000000002765,-4.4475306434393742E-2,0.34304857621440538,719.1543333333334,2.7792644537824005,-4.4475306434393742E-2,-4.4475306434393742E-2,2.7792644537824005]
[null,87.500000000002771,-5.1772511371252508E-2,0.34362416107382548,719.1543333333334,2.7696092000412609,-5.1772511371252508E-2,-5.1772511371252508E-2,2.7696092000412609]
[null,87.525000000002777,-5.3608733545790981E-2,0.34420168067226892,719.1543333333334,2.7586749772940662,-5.3608733545790981E-2,-5.3608733545790981E-2,2.7586749772940662]
[null,87.550000000002782,-5.091579312665067E-2,0.3447811447811448,719.1543333333334,2.7464688738067702,-5.091579312665067E-2,-5.091579312665067E-2,2.7464688738067702]
[null,87.575000000002788,-4.6294177018016518E-2,0.34536256323777403,719.1543333333334,2.7330011202280549,-4.6294177018016518E-2,-4.6294177018016518E-2,2.7330011202280549]
[null,87.600000000002794,-4.0235690235690305E-2,0.34594594594594597,719.1543333333334,2.7182849338666344,-4.0235690235690305E-2,-4.0235690235690305E-2,2.7182849338666344]
[null,87.6250000000028,-3.3528306935073256E-2,0.34653130287648054,719.1543333333334,2.70233635911391,-3.3528306935073256E-2,-3.3528306935073256E-2,2.70233635911391]
[null,87.650000000002805,-2.8604958581355113E-2,0.34711864406779663,719.1543333333334,2.6851741103767717,-2.8604958581355113E-2,-2.8604958581355113E-2,2.6851741103767717]
[null,87.675000000002811,-2.6938940943661685E-2,0.34770797962648559,719.1543333333334,2.6668194238777625,-2.6938940943661685E-2,-2.6938940943661685E-2,2.6668194238777625]
[null,87.700000000002817,-2.6591114395992415E-2,0.34829931972789113,719.1543333333334,2.6472959243606136,-2.6591114395992415E-2,-2.6591114395992415E-2,2.6472959243606136]
[null,87.725000000002822,-2.4251828539790781E-2,0.34889267461669504,719.1543333333334,2.6266295120975238,-2.4251828539790781E-2,-2.4251828539790781E-2,2.6266295120975238]
[null,87.750000000002828,-1.9150858175248437E-2,0.34948805460750854,719.1543333333334,2.6200507289007122,-1.9150858175248437E-2,-1.9150858175248437E-2,2.6200507289007122]
[null,87.775000000002834,-1.2599241828195346E-2,0.35008547008547009,719.1543333333334,2.6142513867634376,-1.2599241828195346E-2,-1.2599241828195346E-2,2.6142513867634376]
[null,87.800000000002839,-7.3125697043872088E-3,0.35068493150684932,719.1543333333334,2.6071343632718156,-7.3125697043872088E-3,-7.3125697043872088E-3,2.6071343632718156]
[null,87.825000000002845,-6.8985157104747728E-3,0.35128644939965692,719.1543333333334,2.5987115717382849,-6.8985157104747728E-3,-6.8985157104747728E-3,2.5987115717382849]
[null,87.850000000002851,-1.2470495672698532E-2,0.35189003436426119,719.1543333333334,2.5889974801485547,-1.2470495672698532E-2,-1.2470495672698532E-2,2.5889974801485547]
[null,87.875000000002856,-2.0167979294651202E-2,0.35249569707401035,719.1543333333334,2.5790447668640972,-2.0167979294651202E-2,-2.0167979294651202E-2,2.5790447668640972]
[null,87.900000000002862,-2.4815689017105288E-2,0.35310344827586204,719.1543333333334,2.5694377856813446,-2.4815689017105288E-2,-2.4815689017105288E-2,2.5694377856813446]
[null,87.925000000002868,-2.4494353447933343E-2,0.35371329879101898,719.1543333333334,2.5576453724286057,-2.4494353447933343E-2,-2.4494353447933343E-2,2.5576453724286057]
[null,87.950000000002873,-1.9981350351137881E-2,0.35432525951557092,719.1543333333334,2.5437567514974844,-1.9981350351137881E-2,-1.9981350351137881E-2,2.5437567514974844]
[null,87.975000000002879,-1.3951871190266238E-2,0.35493934142114386,719.1543333333334,2.52786890262785,-1.3951871190266238E-2,-1.3951871190266238E-2,2.52786890262785]
[null,88.000000000002885,-9.0523647171955393E-3,0.35555555555555557,719.1543333333334,2.510086051825982,-9.0523647171955393E-3,-9.0523647171955393E-3,2.510086051825982]
[null,88.02500000000289,-6.2580963053031216E-3,0.35617391304347829,719.1543333333334,2.4905190980461986,-6.2580963053031216E-3,-6.2580963053031216E-3,2.4905190980461986]
[null,88.050000000002896,-5.2519689419768048E-3,0.35679442508710801,719.1543333333334,2.4692849718763217,-5.2519689419768048E-3,-5.2519689419768048E-3,2.4692849718763217]
[null,88.075000000002902,-4.1253076264879274E-3,0.3574171029668412,719.1543333333334,2.4472281502268345,-4.1253076264879274E-3,-4.1253076264879274E-3,2.4472281502268345]
[null,88.100000000002908,-9.0268009229455915E-4,0.35804195804195804,719.1543333333334,2.4260278755668718,-9.0268009229455915E-4,-9.0268009229455915E-4,2.4260278755668718]
[null,88.125000000002913,4.4243907737220121E-3,0.3586690017513135,719.1543333333334,2.403893989681273,4.4243907737220121E-3,4.4243907737220121E-3,2.403893989681273]
[null,88.150000000002919,9.6072182618210152E-3,0.35929824561403506,719.1543333333334,2.3919096725917997,9.6072182618210152E-3,9.6072182618210152E-3,2.3919096725917997]
[null,88.175000000002925,1.2688516425731142E-2,0.35992970123022849,719.1543333333334,2.3804171172569597,1.2688516425731142E-2,1.2688516425731142E-2,2.3804171172569597]
[null,88.20000000000293,1.4524341235592231E-2,0.36056338028169016,719.1543333333334,2.3673244508274673,1.4524341235592231E-2,1.4524341235592231E-2,2.3673244508274673]
[null,88.225000000002936,1.651606545390975E-2,0.36119929453262789,719.1543333333334,2.352750035859827,1.651606545390975E-2,1.651606545390975E-2,2.352750035859827]
[null,88.250000000002942,1.7981678839271351E-2,0.36183745583038868,719.1543333333334,2.336815629592857,1.7981678839271351E-2,1.7981678839271351E-2,2.336815629592857]
[null,88.275000000002947,1.805678076331101E-2,0.3624778761061947,719.1543333333334,2.3196452965387233,1.805678076331101E-2,1.805678076331101E-2,2.3196452965387233]
[null,88.300000000002953,1.9035622418785182E-2,0.36312056737588655,719.1543333333334,2.3013642803739165,1.9035622418785182E-2,1.9035622418785182E-2,2.3013642803739165]
[null,88.325000000002959,2.4233284854842673E-2,0.36376554174067494,719.1543333333334,2.2820978535454284,2.4233284854842673E-2,2.4233284854842673E-2,2.2820978535454284]
[null,88.350000000002964,3.2601652507238642E-2,0.36441281138790038,719.1543333333334,2.2619701651524262,3.2601652507238642E-2,3.2601652507238642E-2,2.2619701651524262]
[null,88.37500000000297,3.9374071160066478E-2,0.36506238859180035,719.1543333333334,2.2411031092678422,3.9374071160066478E-2,3.9374071160066478E-2,2.2411031092678422]
[null,88.400000000002976,4.1443811310058393E-2,0.36571428571428571,719.1543333333334,2.2196152368118249,4.1443811310058393E-2,4.1443811310058393E-2,2.2196152368118249]
[null,88.425000000002981,3.9859385886136432E-2,0.3663685152057245,719.1543333333334,2.197620734278789,3.9859385886136432E-2,3.9859385886136432E-2,2.197620734278789]
[null,88.450000000002987,3.7399301167987273E-2,0.36702508960573477,719.1543333333334,2.1752284919716738,3.7399301167987273E-2,3.7399301167987273E-2,2.1752284919716738]
[null,88.475000000002993,3.6846434446749204E-2,0.36768402154398566,719.1543333333334,2.1525412828592154,3.6846434446749204E-2,3.6846434446749204E-2,2.1525412828592154]
[null,88.500000000002998,4.005449194276884E-2,0.3683453237410072,719.1543333333334,2.1374107425204043,4.005449194276884E-2,4.005449194276884E-2,2.1374107425204043]
[null,88.525000000003004,4.4886446420671487E-2,0.36900900900900901,719.1543333333334,2.1221041210704588,4.4886446420671487E-2,4.4886446420671487E-2,2.1221041210704588]
[null,88.55000000000301,4.8022448455178612E-2,0.36967509025270756,719.1543333333334,2.1063749207376379,4.8022448455178612E-2,4.8022448455178612E-2,2.1063749207376379]
[null,88.575000000003016,5.0311666362020398E-2,0.37034358047016275,719.1543333333334,2.0902860262643324,5.0311666362020398E-2,5.0311666362020398E-2,2.0902860262643324]
[null,88.600000000003021,5.5481115905978193E-2,0.37101449275362319,719.1543333333334,2.0738999299461449,5.5481115905978193E-2,5.5481115905978193E-2,2.0738999299461449]
[null,88.625000000003027,6.4622092946247184E-2,0.3716878402903811,719.1543333333334,2.057278046339849,6.4622092946247184E-2,6.4622092946247184E-2,2.057278046339849]
[null,88.650000000003033,7.4086259924182829E-2,0.37236363636363634,719.1543333333334,2.0404800520534865,7.4086259924182829E-2,7.4086259924182829E-2,2.0404800520534865]
[null,88.675000000003038,8.0675493460701936E-2,0.37304189435336976,719.1543333333334,2.0235632704588027,8.0675493460701936E-2,8.0675493460701936E-2,2.0235632704588027]
[null,88.700000000003044,8.3609369329274902E-2,0.37372262773722625,719.1543333333334,2.0065821207830776,8.3609369329274902E-2,8.3609369329274902E-2,2.0065821207830776]
[null,88.72500000000305,8.3463404037754943E-2,0.3744058500914077,719.1543333333334,1.9895876498502583,8.3463404037754943E-2,8.3463404037754943E-2,1.9895876498502583]
[null,88.750000000003055,8.1949709526420778E-2,0.37509157509157509,719.1543333333334,1.9726271627245826,8.1949709526420778E-2,8.1949709526420778E-2,1.9726271627245826]
[null,88.775000000003061,7.9806986730668883E-2,0.37577981651376147,719.1543333333334,1.955743965678959,7.9806986730668883E-2,7.9806986730668883E-2,1.955743965678959]
[null,88.800000000003067,7.7606513601792909E-2,0.37647058823529411,719.1543333333334,1.9389772313241067,7.7606513601792909E-2,7.7606513601792909E-2,1.9389772313241067]
[null,88.825000000003072,7.5935065313507466E-2,0.37716390423572743,719.1543333333334,1.9223619914987027,7.5935065313507466E-2,7.5935065313507466E-2,1.9223619914987027]
[null,88.850000000003078,7.4757011499733725E-2,0.37785977859778597,719.1543333333334,1.905929258785479,7.4757011499733725E-2,7.4757011499733725E-2,1.905929258785479]
[null,88.875000000003084,7.2661840010384449E-2,0.37855822550831791,719.1543333333334,1.8897062724745124,7.2661840010384449E-2,7.2661840010384449E-2,1.8897062724745124]
[null,88.900000000003089,6.8315862533014415E-2,0.37925925925925924,719.1543333333334,1.8737168596664007,6.8315862533014415E-2,6.8315862533014415E-2,1.8737168596664007]
[null,88.925000000003095,6.360311745834954E-2,0.37996289424860852,719.1543333333334,1.8579818972409308,6.360311745834954E-2,6.360311745834954E-2,1.8579818972409308]
[null,88.950000000003101,5.8714737196247799E-2,0.38066914498141263,719.1543333333334,1.8425198558662566,5.8714737196247799E-2,5.8714737196247799E-2,1.8425198558662566]
[null,88.975000000003106,5.2174114605271132E-2,0.38137802607076349,719.1543333333334,1.8273474033386363,5.2174114605271132E-2,5.2174114605271132E-2,1.8273474033386363]
[null,89.000000000003112,4.5481698707505139E-2,0.38208955223880597,719.1543333333334,1.8124800415504974,4.5481698707505139E-2,4.5481698707505139E-2,1.8124800415504974]
[null,89.025000000003118,4.0410530693772213E-2,0.38280373831775699,719.1543333333334,1.7979327494738999,4.0410530693772213E-2,4.0410530693772213E-2,1.7979327494738999]
[null,89.050000000003124,3.6894383117829256E-2,0.38352059925093634,719.1543333333334,1.7837206038546725,3.6894383117829256E-2,3.6894383117829256E-2,1.7837206038546725]
[null,89.075000000003129,3.276285011139466E-2,0.38424015009380863,719.1543333333334,1.7698593499126443,3.276285011139466E-2,3.276285011139466E-2,1.7698593499126443]
[null,89.100000000003135,2.699828073549549E-2,0.38496240601503762,719.1543333333334,1.7563658962379749,2.699828073549549E-2,2.699828073549549E-2,1.7563658962379749]
[null,89.125000000003141,2.2880655492771861E-2,0.38568738229755178,719.1543333333334,1.7432587111904767,2.2880655492771861E-2,2.2880655492771861E-2,1.7432587111904767]
[null,89.150000000003146,2.2470177780956644E-2,0.38641509433962262,719.1543333333334,1.7305581023041241,2.2470177780956644E-2,2.2470177780956644E-2,1.7305581023041241]
[null,89.175000000003152,2.3758566520171567E-2,0.38714555765595465,719.1543333333334,1.7182863652647193,2.3758566520171567E-2,2.3758566520171567E-2,1.7182863652647193]
[null,89.200000000003158,2.432693046383063E-2,0.38787878787878788,719.1543333333334,1.706467794704368,2.432693046383063E-2,2.432693046383063E-2,1.706467794704368]
[null,89.225000000003163,2.1287620500838458E-2,0.38861480075901328,719.1543333333334,1.6951285550464654,2.1287620500838458E-2,2.1287620500838458E-2,1.6951285550464654]
[null,89.250000000003169,1.2949849928606838E-2,0.38935361216730036,719.1543333333334,1.6842964156264613,1.2949849928606838E-2,1.2949849928606838E-2,1.6842964156264613]
[null,89.275000000003175,1.4045516799252146E-3,0.39009523809523811,719.1543333333334,1.6740003599981028,1.4045516799252146E-3,1.4045516799252146E-3,1.6740003599981028]
[null,89.30000000000318,-1.1521323913141453E-2,0.39083969465648855,719.1543333333334,1.6642700844266061,-1.1521323913141453E-2,-1.1521323913141453E-2,1.6642700844266061]
[null,89.325000000003186,-2.4633166175258906E-2,0.39158699808795411,719.1543333333334,1.6551354048253606,-2.4633166175258906E-2,-2.4633166175258906E-2,1.6551354048253606]
[null,89.350000000003192,-3.4671392657230495E-2,0.39233716475095787,719.1543333333334,1.6466255946232158,-3.4671392657230495E-2,-3.4671392657230495E-2,1.6466255946232158]
[null,89.375000000003197,-3.9190356224187921E-2,0.39309021113243764,719.1543333333334,1.6387686781324815,-3.9190356224187921E-2,-3.9190356224187921E-2,1.6387686781324815]
[null,89.400000000003203,-3.9722427527305613E-2,0.39384615384615385,719.1543333333334,1.631590704871877,-3.9722427527305613E-2,-3.9722427527305613E-2,1.631590704871877]
[null,89.425000000003209,-4.0452121530012999E-2,0.39460500963391137,719.1543333333334,1.6251150300015385,-4.0452121530012999E-2,-4.0452121530012999E-2,1.6251150300015385]
[null,89.450000000003214,-4.3714750441737053E-2,0.39536679536679536,719.1543333333334,1.6193616246319258,-4.3714750441737053E-2,-4.3714750441737053E-2,1.6193616246319258]
[null,89.47500000000322,-4.9339579906063025E-2,0.39613152804642165,719.1543333333334,1.614346437412679,-4.9339579906063025E-2,-4.9339579906063025E-2,1.614346437412679]
[null,89.500000000003226,-5.7361180649929587E-2,0.39689922480620154,719.1543333333334,1.6100808256720383,-5.7361180649929587E-2,-5.7361180649929587E-2,1.6100808256720383]
[null,89.525000000003232,-6.6688389269034379E-2,0.39766990291262139,719.1543333333334,1.6065710706716423,-6.6688389269034379E-2,-6.6688389269034379E-2,1.6065710706716423]
[null,89.550000000003237,-7.4502433196374979E-2,0.39844357976653699,719.1543333333334,1.6038179874894221,-7.4502433196374979E-2,-7.4502433196374979E-2,1.6038179874894221]
[null,89.575000000003243,-7.9361011107667301E-2,0.39922027290448342,719.1543333333334,1.6018166358698573,-7.9361011107667301E-2,-7.9361011107667301E-2,1.6018166358698573]
[null,89.600000000003249,-8.2534232966963189E-2,0.4,719.1543333333334,1.6005561343009931,-8.2534232966963189E-2,-8.2534232966963189E-2,1.6005561343009931]
[null,89.625000000003254,-8.5165714315989668E-2,0.40078277886497066,719.1543333333334,1.600019575786447,-8.5165714315989668E-2,-8.5165714315989668E-2,1.600019575786447]
[null,89.65000000000326,-8.6525761152039651E-2,0.40156862745098038,719.1543333333334,1.6001840404472878,-8.6525761152039651E-2,-8.6525761152039651E-2,1.6001840404472878]
[null,89.675000000003266,-8.6520198046555238E-2,0.40235756385068761,719.1543333333334,1.6010206973513026,-8.6520198046555238E-2,-8.6520198046555238E-2,1.6010206973513026]
[null,89.700000000003271,-8.6022300105699001E-2,0.40314960629921259,719.1543333333334,1.6024949859301683,-8.6022300105699001E-2,-8.6022300105699001E-2,1.6024949859301683]
[null,89.725000000003277,-8.4316413545367105E-2,0.40394477317554239,719.1543333333334,1.6045668660770294,-8.4316413545367105E-2,-8.4316413545367105E-2,1.6045668660770294]
[null,89.750000000003283,-7.9645126852050524E-2,0.40474308300395256,719.1543333333334,1.6071911255490325,-7.9645126852050524E-2,-7.9645126852050524E-2,1.6071911255490325]
[null,89.775000000003288,-7.4284412443342399E-2,0.40554455445544557,719.1543333333334,1.610317733623351,-7.4284412443342399E-2,-7.4284412443342399E-2,1.610317733623351]
[null,89.800000000003294,-7.2926352430679714E-2,0.40634920634920635,719.1543333333334,1.6138922310218315,-7.2926352430679714E-2,-7.2926352430679714E-2,1.6138922310218315]
[null,89.8250000000033,-7.4013012368637859E-2,0.40715705765407556,719.1543333333334,1.6178561478364886,-7.4013012368637859E-2,-7.4013012368637859E-2,1.6178561478364886]
[null,89.850000000003305,-7.2291363676100132E-2,0.40796812749003986,719.1543333333334,1.6221474434197449,-7.2291363676100132E-2,-7.2291363676100132E-2,1.6221474434197449]
[null,89.875000000003311,-6.7033831628638851E-2,0.4087824351297405,719.1543333333334,1.6267009647709429,-6.7033831628638851E-2,-6.7033831628638851E-2,1.6267009647709429]
[null,89.900000000003317,-6.1239989721500326E-2,0.40960000000000002,719.1543333333334,1.631448922637039,-6.1239989721500326E-2,-6.1239989721500326E-2,1.631448922637039]
[null,89.925000000003322,-5.6039678187593284E-2,0.41042084168336673,719.1543333333334,1.636321387102692,-5.6039678187593284E-2,-5.6039678187593284E-2,1.636321387102692]
[null,89.950000000003328,-4.9952713603382354E-2,0.41124497991967873,719.1543333333334,1.6412468066076893,-4.9952713603382354E-2,-4.9952713603382354E-2,1.6412468066076893]
[null,89.975000000003334,-4.2667164697062381E-2,0.41207243460764587,719.1543333333334,1.6461525558324135,-4.2667164697062381E-2,-4.2667164697062381E-2,1.6461525558324135]
[null,90.00000000000334,-3.4155083486318787E-2,0.41290322580645161,719.1543333333334,1.6509655184916134,-3.4155083486318787E-2,-3.4155083486318787E-2,1.6509655184916134]
[null,90.025000000003345,-2.3512200420146866E-2,0.41373737373737374,719.1543333333334,1.6556127105769276,-2.3512200420146866E-2,-2.3512200420146866E-2,1.6556127105769276]
[null,90.050000000003351,-1.1805572112417079E-2,0.41457489878542508,719.1543333333334,1.66002194786614,-1.1805572112417079E-2,-1.1805572112417079E-2,1.66002194786614]
[null,90.075000000003357,-7.5843671437693665E-4,0.41541582150101419,719.1543333333334,1.6651206181462206,-7.5843671437693665E-4,-7.5843671437693665E-4,1.6651206181462206]
[null,90.100000000003362,1.0141143933433419E-2,0.41626016260162602,719.1543333333334,1.6730705292196868,1.0141143933433419E-2,1.0141143933433419E-2,1.6730705292196868]
[null,90.125000000003368,2.0687864747660149E-2,0.41710794297352344,719.1543333333334,1.6808635280794446,2.0687864747660149E-2,2.0687864747660149E-2,1.6808635280794446]
[null,90.150000000003374,2.8429588303703238E-2,0.4179591836734694,719.1543333333334,1.6884272591175236,2.8429588303703238E-2,2.8429588303703238E-2,1.6884272591175236]
[null,90.175000000003379,3.3193328511975262E-2,0.41881390593047035,719.1543333333334,1.6956916348203628,3.3193328511975262E-2,3.3193328511975262E-2,1.6956916348203628]
[null,90.200000000003385,3.7332676357066677E-2,0.41967213114754098,719.1543333333334,1.7025897694979786,3.7332676357066677E-2,3.7332676357066677E-2,1.7025897694979786]
[null,90.225000000003391,4.2198936652123098E-2,0.42053388090349075,719.1543333333334,1.7090589114925254,4.2198936652123098E-2,4.2198936652123098E-2,1.7090589114925254]
[null,90.250000000003396,4.7211692058269514E-2,0.4213991769547325,719.1543333333334,1.7150413417364094,4.7211692058269514E-2,4.7211692058269514E-2,1.7150413417364094]
[null,90.275000000003402,5.0177224646146761E-2,0.42226804123711342,719.1543333333334,1.7204852024355011,5.0177224646146761E-2,5.0177224646146761E-2,1.7204852024355011]
[null,90.300000000003408,4.9442364902632437E-2,0.42314049586776858,719.1543333333334,1.7253452175621249,4.9442364902632437E-2,4.9442364902632437E-2,1.7253452175621249]
[null,90.325000000003413,4.4348017282714321E-2,0.42401656314699793,719.1543333333334,1.7295832671994364,4.4348017282714321E-2,4.4348017282714321E-2,1.7295832671994364]
[null,90.350000000003419,3.5527581082262429E-2,0.42489626556016596,719.1543333333334,1.7331687808584697,3.5527581082262429E-2,3.5527581082262429E-2,1.7331687808584697]
[null,90.375000000003425,2.636289461623844E-2,0.4257796257796258,719.1543333333334,1.7360789207547074,2.636289461623844E-2,2.636289461623844E-2,1.7360789207547074]
[null,90.400000000003431,1.9246093242946103E-2,0.42666666666666669,719.1543333333334,1.7382985345070063,1.9246093242946103E-2,1.9246093242946103E-2,1.7382985345070063]
[null,90.425000000003436,1.395862638978298E-2,0.42755741127348645,719.1543333333334,1.739819867389685,1.395862638978298E-2,1.395862638978298E-2,1.739819867389685]
[null,90.450000000003442,9.9814033330949212E-3,0.42845188284518826,719.1543333333334,1.7406420364856137,9.9814033330949212E-3,9.9814033330949212E-3,1.7406420364856137]
[null,90.475000000003448,7.0740184430192138E-3,0.42935010482180291,719.1543333333334,1.7407702820294324,7.0740184430192138E-3,7.0740184430192138E-3,1.7407702820294324]
[null,90.500000000003453,6.4627391141946593E-3,0.43025210084033616,719.1543333333334,1.7402150239520713,6.4627391141946593E-3,6.4627391141946593E-3,1.7402150239520713]
[null,90.525000000003459,9.3870782305086123E-3,0.43115789473684213,719.1543333333334,1.7389907631574431,9.3870782305086123E-3,9.3870782305086123E-3,1.7389907631574431]
[null,90.550000000003465,1.424936487879053E-2,0.43206751054852321,719.1543333333334,1.7371148764445612,1.424936487879053E-2,1.424936487879053E-2,1.7371148764445612]
[null,90.57500000000347,1.8357453369255115E-2,0.43298097251585621,719.1543333333334,1.7346063604344033,1.8357453369255115E-2,1.8357453369255115E-2,1.7346063604344033]
[null,90.600000000003476,1.9887572287257561E-2,0.43389830508474575,719.1543333333334,1.7314845827868306,1.9887572287257561E-2,1.9887572287257561E-2,1.7314845827868306]
[null,90.625000000003482,1.7138470993703102E-2,0.4348195329087049,719.1543333333334,1.7277680980923587,1.7138470993703102E-2,1.7138470993703102E-2,1.7277680980923587]
[null,90.650000000003487,1.1134290717296203E-2,0.43574468085106383,719.1543333333334,1.7234735811052511,1.1134290717296203E-2,1.1134290717296203E-2,1.7234735811052511]
[null,90.675000000003493,6.9418284603178313E-3,0.4366737739872068,719.1543333333334,1.7186149217815803,6.9418284603178313E-3,6.9418284603178313E-3,1.7186149217815803]
[null,90.700000000003499,7.201175139806143E-3,0.43760683760683761,719.1543333333334,1.7132025155339694,7.201175139806143E-3,7.201175139806143E-3,1.7132025155339694]
[null,90.725000000003504,9.7094734388204155E-3,0.43854389721627407,719.1543333333334,1.7072427691007344,9.7094734388204155E-3,9.7094734388204155E-3,1.7072427691007344]
[null,90.75000000000351,1.2307443700047948E-2,0.43948497854077251,719.1543333333334,1.7007378285117767,1.2307443700047948E-2,1.2307443700047948E-2,1.7007378285117767]
[null,90.775000000003516,1.5066081745861435E-2,0.44043010752688172,719.1543333333334,1.6936855219571356,1.5066081745861435E-2,1.5066081745861435E-2,1.6936855219571356]
[null,90.800000000003521,1.7759551984571662E-2,0.44137931034482758,719.1543333333334,1.6860794980410725,1.7759551984571662E-2,1.7759551984571662E-2,1.6860794980410725]
[null,90.825000000003527,1.8940652260872558E-2,0.44233261339092872,719.1543333333334,1.6779095299209243,1.8940652260872558E-2,1.8940652260872558E-2,1.6779095299209243]
[null,90.850000000003533,1.8990587755339926E-2,0.44329004329004329,719.1543333333334,1.669161948950328,1.8990587755339926E-2,1.8990587755339926E-2,1.669161948950328]
[null,90.875000000003539,1.8517326424486145E-2,0.4442516268980477,719.1543333333334,1.6598201681426985,1.8517326424486145E-2,1.8517326424486145E-2,1.6598201681426985]
[null,90.900000000003544,1.6604677776983049E-2,0.44521739130434784,719.1543333333334,1.6498652561778731,1.6604677776983049E-2,1.6604677776983049E-2,1.6498652561778731]
[null,90.92500000000355,1.3981408631290614E-2,0.44618736383442265,719.1543333333334,1.639276526578747,1.3981408631290614E-2,1.3981408631290614E-2,1.639276526578747]
[null,90.950000000003556,1.1835771827904006E-2,0.44716157205240176,719.1543333333334,1.6280321135443137,1.1835771827904006E-2,1.1835771827904006E-2,1.6280321135443137]
[null,90.975000000003561,1.0577317894391064E-2,0.44814004376367617,719.1543333333334,1.6225298780085384,1.0577317894391064E-2,1.0577317894391064E-2,1.6225298780085384]
[null,91.000000000003567,1.0144322850853142E-2,0.44912280701754387,719.1543333333334,1.6279269553442122,1.0144322850853142E-2,1.0144322850853142E-2,1.6279269553442122]
[null,91.025000000003573,9.4637696132582032E-3,0.45010989010989011,719.1543333333334,1.6330360886894626,9.4637696132582032E-3,9.4637696132582032E-3,1.6330360886894626]
[null,91.050000000003578,9.101240572523029E-3,0.4511013215859031,719.1543333333334,1.6378253594478251,9.101240572523029E-3,9.101240572523029E-3,1.6378253594478251]
[null,91.075000000003584,1.0448041919324375E-2,0.45209713024282561,719.1543333333334,1.6422601843044662,1.0448041919324375E-2,1.0448041919324375E-2,1.6422601843044662]
[null,91.10000000000359,1.2483476252162326E-2,0.45309734513274336,719.1543333333334,1.6463034527672384,1.2483476252162326E-2,1.2483476252162326E-2,1.6463034527672384]
[null,91.125000000003595,1.4012932895702369E-2,0.4541019955654102,719.1543333333334,1.649915660567193,1.4012932895702369E-2,1.4012932895702369E-2,1.649915660567193]
[null,91.150000000003601,1.3709478737016109E-2,0.45511111111111113,719.1543333333334,1.6530550655067051,1.3709478737016109E-2,1.3709478737016109E-2,1.6530550655067051]
[null,91.175000000003607,9.5570178575686074E-3,0.45612472160356349,719.1543333333334,1.6556778951260402,9.5570178575686074E-3,9.5570178575686074E-3,1.6556778951260402]
[null,91.200000000003612,3.443562294860487E-3,0.45714285714285713,719.1543333333334,1.6577386350347796,3.443562294860487E-3,3.443562294860487E-3,1.6577386350347796]
[null,91.225000000003618,-2.1166291819320945E-4,0.45816554809843402,719.1543333333334,1.659190422891974,-2.1166291819320945E-4,-2.1166291819320945E-4,1.659190422891974]
[null,91.250000000003624,4.9564620768395747E-4,0.45919282511210763,719.1543333333334,1.6599855660915703,4.9564620768395747E-4,4.9564620768395747E-4,1.6599855660915703]
[null,91.275000000003629,4.8355307599996832E-3,0.46022471910112361,719.1543333333334,1.6600761917742166,4.8355307599996832E-3,4.8355307599996832E-3,1.6600761917742166]
[null,91.300000000003635,1.0341018366195401E-2,0.46126126126126127,719.1543333333334,1.6644504260262505,1.0341018366195401E-2,1.0341018366195401E-2,1.6644504260262505]
[null,91.325000000003641,1.4471756643275128E-2,0.4623024830699774,719.1543333333334,1.6691231895186311,1.4471756643275128E-2,1.4471756643275128E-2,1.6691231895186311]
[null,91.350000000003647,1.6446791545139297E-2,0.46334841628959278,719.1543333333334,1.6730595816006442,1.6446791545139297E-2,1.6446791545139297E-2,1.6730595816006442]
[null,91.375000000003652,1.5985980974179234E-2,0.46439909297052157,719.1543333333334,1.6762039733458078,1.5985980974179234E-2,1.5985980974179234E-2,1.6762039733458078]
[null,91.400000000003658,1.3112239626795091E-2,0.46545454545454545,719.1543333333334,1.6785031381012487,1.3112239626795091E-2,1.3112239626795091E-2,1.6785031381012487]
[null,91.425000000003664,7.8145737469105126E-3,0.46651480637813214,719.1543333333334,1.6799073836150276,7.8145737469105126E-3,7.8145737469105126E-3,1.6799073836150276]
[null,91.450000000003669,-1.5767430401576682E-3,0.46757990867579907,719.1543333333334,1.6803716632081054,-1.5767430401576682E-3,-1.5767430401576682E-3,1.6803716632081054]
[null,91.475000000003675,-1.4318771242453393E-2,0.46864988558352405,719.1543333333334,1.6798566138591879,-1.4318771242453393E-2,-1.4318771242453393E-2,1.6798566138591879]
[null,91.500000000003681,-2.5154111267407894E-2,0.46972477064220186,719.1543333333334,1.6783294712246437,-2.5154111267407894E-2,-2.5154111267407894E-2,1.6783294712246437]
[null,91.525000000003686,-2.9681816857269266E-2,0.47080459770114941,719.1543333333334,1.6757648176833562,-2.9681816857269266E-2,-2.9681816857269266E-2,1.6757648176833562]
[null,91.550000000003692,-2.8091828327862951E-2,0.47188940092165899,719.1543333333334,1.6721451290912963,-2.8091828327862951E-2,-2.8091828327862951E-2,1.6721451290912963]
[null,91.575000000003698,-2.3453390447882954E-2,0.47297921478060045,719.1543333333334,1.6674610983534908,-2.3453390447882954E-2,-2.3453390447882954E-2,1.6674610983534908]
[null,91.600000000003703,-1.8102212791433873E-2,0.47407407407407409,719.1543333333334,1.6617117282128211,-1.8102212791433873E-2,-1.8102212791433873E-2,1.6617117282128211]
[null,91.625000000003709,-1.269288743718327E-2,0.47517401392111369,719.1543333333334,1.6549042006735755,-1.269288743718327E-2,-1.269288743718327E-2,1.6549042006735755]
[null,91.650000000003715,-8.6189723089801756E-3,0.47627906976744189,719.1543333333334,1.6470535449924466,-8.6189723089801756E-3,-8.6189723089801756E-3,1.6470535449924466]
[null,91.67500000000372,-8.478967487622089E-3,0.47738927738927739,719.1543333333334,1.6381821389669284,-8.478967487622089E-3,-8.478967487622089E-3,1.6381821389669284]
[null,91.700000000003726,-1.0978523763732258E-2,0.47850467289719628,719.1543333333334,1.6283190882403489,-1.0978523763732258E-2,-1.0978523763732258E-2,1.6283190882403489]
[null,91.725000000003732,-1.1010312937928986E-2,0.47962529274004684,719.1543333333334,1.6174995346553005,-1.1010312937928986E-2,-1.1010312937928986E-2,1.6174995346553005]
[null,91.750000000003737,-7.3562798189076694E-3,0.48075117370892018,719.1543333333334,1.6057639467581541,-7.3562798189076694E-3,-7.3562798189076694E-3,1.6057639467581541]
[null,91.775000000003743,-3.8655635823220402E-3,0.48188235294117648,719.1543333333334,1.5987822850013143,-3.8655635823220402E-3,-3.8655635823220402E-3,1.5987822850013143]
[null,91.800000000003749,-3.541976279977853E-3,0.48301886792452831,719.1543333333334,1.5913667009288444,-3.541976279977853E-3,-3.541976279977853E-3,1.5913667009288444]
[null,91.825000000003755,-5.0920958867457667E-3,0.48416075650118201,719.1543333333334,1.5887993134931744,-5.0920958867457667E-3,-5.0920958867457667E-3,1.5887993134931744]
[null,91.85000000000376,-5.069181190345628E-3,0.48530805687203793,719.1543333333334,1.5925283599340814,-5.069181190345628E-3,-5.069181190345628E-3,1.5925283599340814]
[null,91.875000000003766,-2.0666936874647345E-3,0.48646080760095012,719.1543333333334,1.5960946178871969,-2.0666936874647345E-3,-2.0666936874647345E-3,1.5960946178871969]
[null,91.900000000003772,2.3579619960422504E-3,0.48761904761904762,719.1543333333334,1.5993574884932582,2.3579619960422504E-3,2.3579619960422504E-3,1.5993574884932582]
[null,91.925000000003777,5.6509230781457359E-3,0.48878281622911696,719.1543333333334,1.6021791274917123,5.6509230781457359E-3,5.6509230781457359E-3,1.6021791274917123]
[null,91.950000000003783,5.2532934909016726E-3,0.48995215311004786,719.1543333333334,1.6044291109028945,5.2532934909016726E-3,5.2532934909016726E-3,1.6044291109028945]
[null,91.975000000003789,9.0890547224142749E-4,0.49112709832134294,719.1543333333334,1.6059888463173224,9.0890547224142749E-4,9.0890547224142749E-4,1.6059888463173224]
[null,92.000000000003794,-4.3025322726345525E-3,0.49230769230769234,719.1543333333334,1.6067555936546976,-4.3025322726345525E-3,-4.3025322726345525E-3,1.6067555936546976]
[null,92.0250000000038,-8.6742059991469864E-3,0.49349397590361443,719.1543333333334,1.6066459616088409,-8.6742059991469864E-3,-8.6742059991469864E-3,1.6066459616088409]
[null,92.050000000003806,-1.2496589286518478E-2,0.49468599033816424,719.1543333333334,1.6055987528389251,-1.2496589286518478E-2,-1.2496589286518478E-2,1.6055987528389251]
[null,92.075000000003811,-1.6495667400466769E-2,0.49588377723970944,719.1543333333334,1.6035770443251547,-1.6495667400466769E-2,-1.6495667400466769E-2,1.6035770443251547]
[null,92.100000000003817,-2.3049005661122106E-2,0.49708737864077668,719.1543333333334,1.6005694107029196,-2.3049005661122106E-2,-2.3049005661122106E-2,1.6005694107029196]
[null,92.125000000003823,-3.227925729892684E-2,0.49829683698296839,719.1543333333334,1.5965902284405507,-3.227925729892684E-2,-3.227925729892684E-2,1.5965902284405507]
[null,92.150000000003828,-4.0156217300198409E-2,0.49951219512195122,719.1543333333334,1.5916790368626985,-4.0156217300198409E-2,-4.0156217300198409E-2,1.5916790368626985]
[null,92.175000000003834,-4.2979493333545261E-2,0.50073349633251829,719.1543333333334,1.5858989763881723,-4.2979493333545261E-2,-4.2979493333545261E-2,1.5858989763881723]
[null,92.20000000000384,-4.0251319913003639E-2,0.50196078431372548,719.1543333333334,1.5793343719097721,-4.0251319913003639E-2,-4.0251319913003639E-2,1.5793343719097721]
[null,92.225000000003845,-3.4567018201951322E-2,0.50319410319410318,719.1543333333334,1.5720875760708251,-3.4567018201951322E-2,-3.4567018201951322E-2,1.5720875760708251]
[null,92.250000000003851,-2.9009210913223508E-2,0.50443349753694577,719.1543333333334,1.5642752289319926,-2.9009210913223508E-2,-2.9009210913223508E-2,1.5642752289319926]
[null,92.275000000003857,-2.5072783963421275E-2,0.50567901234567902,719.1543333333334,1.5590490525490988,-2.5072783963421275E-2,-2.5072783963421275E-2,1.5590490525490988]
[null,92.300000000003863,-2.2959995973371231E-2,0.50693069306930694,719.1543333333334,1.5533515645626341,-2.2959995973371231E-2,-2.2959995973371231E-2,1.5533515645626341]
[null,92.325000000003868,-2.151928410779708E-2,0.50818858560794045,719.1543333333334,1.5471837244095021,-2.151928410779708E-2,-2.151928410779708E-2,1.5471837244095021]
[null,92.350000000003874,-1.8663689080683558E-2,0.50945273631840793,719.1543333333334,1.5406726228349683,-1.8663689080683558E-2,-1.8663689080683558E-2,1.5406726228349683]
[null,92.37500000000388,-1.3681530754701502E-2,0.51072319201995009,719.1543333333334,1.5339454741126968,-1.3681530754701502E-2,-1.3681530754701502E-2,1.5339454741126968]
[null,92.400000000003885,-7.3627701086394649E-3,0.51200000000000001,719.1543333333334,1.5271259543256901,-7.3627701086394649E-3,-7.3627701086394649E-3,1.5271259543256901]
[null,92.425000000003891,2.7736054486647501E-4,0.51328320802005012,719.1543333333334,1.5203309974212449,2.7736054486647501E-4,2.7736054486647501E-4,1.5203309974212449]
[null,92.450000000003897,8.4955243491828258E-3,0.51457286432160809,719.1543333333334,1.5136681346557936,8.4955243491828258E-3,8.4955243491828258E-3,1.5136681346557936]
[null,92.475000000003902,1.4613350923343038E-2,0.5158690176322418,719.1543333333334,1.5072334144037471,1.4613350923343038E-2,1.4613350923343038E-2,1.5072334144037471]
[null,92.500000000003908,1.7602857846760325E-2,0.51717171717171717,719.1543333333334,1.5011098949667019,1.7602857846760325E-2,1.7602857846760325E-2,1.5011098949667019]
[null,92.525000000003914,1.8203805693970947E-2,0.51848101265822788,719.1543333333334,1.4953666688440546,1.8203805693970947E-2,1.8203805693970947E-2,1.4953666688440546]
[null,92.550000000003919,1.6593154201336686E-2,0.51979695431472084,719.1543333333334,1.4900583575433626,1.6593154201336686E-2,1.6593154201336686E-2,1.4900583575433626]
[null,92.575000000003925,1.4126049373885712E-2,0.52111959287531806,719.1543333333334,1.4852250139871852,1.4126049373885712E-2,1.4126049373885712E-2,1.4852250139871852]
[null,92.600000000003931,1.223790488149264E-2,0.52244897959183678,719.1543333333334,1.480892384755546,1.223790488149264E-2,1.223790488149264E-2,1.480892384755546]
[null,92.625000000003936,1.0046968504875638E-2,0.52378516624040916,719.1543333333334,1.4770725135488667,1.0046968504875638E-2,1.0046968504875638E-2,1.4770725135488667]
[null,92.650000000003942,7.6003941857600505E-3,0.52512820512820513,719.1543333333334,1.4737647041126685,7.6003941857600505E-3,7.6003941857600505E-3,1.4737647041126685]
[null,92.675000000003948,6.6649977350213404E-3,0.52647814910025703,719.1543333333334,1.4709568967533957,6.6649977350213404E-3,6.6649977350213404E-3,1.4709568967533957]
[null,92.700000000003953,8.0286208531684493E-3,0.52783505154639176,718.38818880208328,1.4686275375050233,8.0286208531684493E-3,8.0286208531684493E-3,1.4686275375050233]
[null,92.725000000003959,1.0801696482262977E-2,0.52919896640826869,716.53667285156257,1.4667480232513079,1.0801696482262977E-2,1.0801696482262977E-2,1.4667480232513079]
[null,92.750000000003965,1.3208136968955217E-2,0.53056994818652847,714.68515690104164,1.4652857820523546,1.3208136968955217E-2,1.3208136968955217E-2,1.4652857820523546]
[null,92.775000000003971,1.430645293745215E-2,0.53194805194805195,712.83364095052082,1.4642079919114483,1.430645293745215E-2,1.430645293745215E-2,1.4642079919114483]
[null,92.800000000003976,1.3871603525419425E-2,0.53333333333333333,710.982125,1.4634858550610454,1.3871603525419425E-2,1.3871603525419425E-2,1.4634858550610454]
[null,92.825000000003982,1.1353636019253635E-2,0.53472584856396865,709.13060904947918,1.4630992366293609,1.1353636019253635E-2,1.1353636019253635E-2,1.4630992366293609]
[null,92.850000000003988,8.241078500716573E-3,0.53612565445026183,707.27909309895824,1.4630413604265611,8.241078500716573E-3,8.241078500716573E-3,1.4630413604265611]
[null,92.875000000003993,8.5899646875256582E-3,0.53753280839895012,705.42757714843742,1.4633231494137409,8.5899646875256582E-3,8.5899646875256582E-3,1.4633231494137409]
[null,92.900000000003999,1.2609440854916857E-2,0.53894736842105262,703.5760611979166,1.4639767252126119,1.2609440854916857E-2,1.2609440854916857E-2,1.4639767252126119]
[null,92.925000000004005,1.627910365125157E-2,0.54036939313984167,701.72454524739578,1.4650575595637862,1.627910365125157E-2,1.627910365125157E-2,1.4650575595637862]
[null,92.95000000000401,1.8596004630623039E-2,0.54179894179894184,699.87302929687496,1.4666448156808096,1.8596004630623039E-2,1.8596004630623039E-2,1.4666448156808096]
[null,92.975000000004016,2.031262003724631E-2,0.54323607427055698,698.02151334635414,1.4688395351078893,2.031262003724631E-2,2.031262003724631E-2,1.4688395351078893]
[null,93.000000000004022,2.0671705250776839E-2,0.5446808510638298,696.16999739583332,1.4717605109368472,2.0671705250776839E-2,2.0671705250776839E-2,1.4717605109368472]
[null,93.025000000004027,1.9321062712093398E-2,0.54613333333333336,694.31848144531239,1.4755379239495028,1.9321062712093398E-2,1.9321062712093398E-2,1.4755379239495028]
[null,93.050000000004033,1.6127840164032136E-2,0.54759358288770055,692.46696549479157,1.4803050763730579,1.6127840164032136E-2,1.6127840164032136E-2,1.4803050763730579]
[null,93.075000000004039,1.0989649974701116E-2,0.54906166219839148,690.61544954427075,1.4861888028292709,1.0989649974701116E-2,1.0989649974701116E-2,1.4861888028292709]
[null,93.100000000004044,5.2591215061710776E-3,0.55053763440860215,688.76393359374993,1.4932993317055607,5.2591215061710776E-3,5.2591215061710776E-3,1.4932993317055607]
[null,93.12500000000405,1.0824213813985658E-3,0.55202156334231811,686.91241764322911,1.5017204785259297,1.0824213813985658E-3,1.0824213813985658E-3,1.5017204785259297]
[null,93.150000000004056,-1.3154095372820784E-3,0.55351351351351352,685.06090169270828,1.5115010522935943,-1.3154095372820784E-3,-1.3154095372820784E-3,1.5115010522935943]
[null,93.175000000004061,-3.78781256043254E-3,0.55501355013550135,683.20938574218746,1.522648238248778,-3.78781256043254E-3,-3.78781256043254E-3,1.522648238248778]
[null,93.200000000004067,-7.4993311027929466E-3,0.55652173913043479,681.35786979166664,1.5351234967807961,-7.4993311027929466E-3,-7.4993311027929466E-3,1.5351234967807961]
[null,93.225000000004073,-1.141774418721705E-2,0.5580381471389646,679.50635384114571,1.5488412177156894,-1.141774418721705E-2,-1.141774418721705E-2,1.5488412177156894]
[null,93.250000000004079,-1.3113299265934977E-2,0.55956284153005464,677.654837890625,1.5636700363030522,-1.3113299265934977E-2,-1.3113299265934977E-2,1.5636700363030522]
[null,93.275000000004084,-1.1363172771512659E-2,0.56109589041095886,675.80332194010418,1.579436404773841,-1.1363172771512659E-2,-1.1363172771512659E-2,1.579436404773841]
[null,93.30000000000409,-6.4868459046271863E-3,0.56263736263736264,673.95180598958325,1.5959297736990239,-6.4868459046271863E-3,-6.4868459046271863E-3,1.5959297736990239]
[null,93.325000000004096,1.0946072315073095E-3,0.56418732782369141,672.10029003906254,1.6129086129145604,1.0946072315073095E-3,1.0946072315073095E-3,1.6129086129145604]
[null,93.350000000004101,9.3091947537266226E-3,0.5657458563535912,670.24877408854161,1.6301065164118924,9.3091947537266226E-3,9.3091947537266226E-3,1.6301065164118924]
[null,93.375000000004107,1.5109129585919517E-2,0.56731301939058176,668.39725813802079,1.6472377891525916,1.5109129585919517E-2,1.5109129585919517E-2,1.6472377891525916]
[null,93.400000000004113,1.7900351535284662E-2,0.56888888888888889,666.54574218749997,1.6640021804592797,1.7900351535284662E-2,1.7900351535284662E-2,1.6640021804592797]
[null,93.425000000004118,1.8578255675029867E-2,0.57047353760445685,664.69422623697915,1.6800887602564776,1.8578255675029867E-2,1.8578255675029867E-2,1.6800887602564776]
[null,93.450000000004124,1.8565672460243661E-2,0.5720670391061452,662.84271028645833,1.6951792680303872,1.8565672460243661E-2,1.8565672460243661E-2,1.6951792680303872]
[null,93.47500000000413,2.0196324641643285E-2,0.57366946778711481,660.99119433593751,1.7089515331999281,2.0196324641643285E-2,2.0196324641643285E-2,1.7089515331999281]
[null,93.500000000004135,2.3358420289970247E-2,0.57528089887640455,659.13967838541657,1.7210837114551605,2.3358420289970247E-2,2.3358420289970247E-2,1.7210837114551605]
[null,93.525000000004141,2.5605120176323957E-2,0.57690140845070426,657.28816243489575,1.7312600663428261,2.5605120176323957E-2,2.5605120176323957E-2,1.7312600663428261]
[null,93.550000000004147,2.693311292839223E-2,0.5785310734463277,655.43664648437493,1.7391788390735092,2.693311292839223E-2,2.693311292839223E-2,1.7391788390735092]
[null,93.575000000004152,2.9370680314818778E-2,0.58016997167138806,653.58513053385423,1.7445624139511047,2.9370680314818778E-2,2.9370680314818778E-2,1.7445624139511047]
[null,93.600000000004158,3.3417044825384719E-2,0.58181818181818179,651.73361458333329,1.7471695529242697,3.3417044825384719E-2,3.3417044825384719E-2,1.7471695529242697]
[null,93.625000000004164,3.7239957932326158E-2,0.58347578347578344,649.88209863281247,1.7524453494519925,3.7239957932326158E-2,3.7239957932326158E-2,1.7524453494519925]
[null,93.650000000004169,3.9020681506912777E-2,0.58514285714285719,648.03058268229154,1.7568253554964877,3.9020681506912777E-2,3.9020681506912777E-2,1.7568253554964877]
[null,93.675000000004175,3.9474471968571102E-2,0.58681948424068764,646.17906673177083,1.7580745305194403,3.9474471968571102E-2,3.9474471968571102E-2,1.7580745305194403]
[null,93.700000000004181,3.9381753543830667E-2,0.58850574712643677,644.32755078125001,1.7560980650001001,3.9381753543830667E-2,3.9381753543830667E-2,1.7560980650001001]
[null,93.725000000004187,3.9004522010029484E-2,0.59020172910662827,642.47603483072908,1.7508915106549663,3.9004522010029484E-2,3.9004522010029484E-2,1.7508915106549663]
[null,93.750000000004192,3.9885611954848743E-2,0.59190751445086709,640.62451888020826,1.742547600034575,3.9885611954848743E-2,3.9885611954848743E-2,1.742547600034575]
[null,93.775000000004198,4.040615968232017E-2,0.59362318840579709,638.77300292968744,1.7312578954445268,4.040615968232017E-2,4.040615968232017E-2,1.7312578954445268]
[null,93.800000000004204,3.7925279546050607E-2,0.59534883720930232,636.92148697916662,1.7173088499313212,3.7925279546050607E-2,3.7925279546050607E-2,1.7173088499313212]
[null,93.825000000004209,3.4468736671726424E-2,0.59708454810495626,635.0699710286458,1.7013381960593636,3.4468736671726424E-2,3.4468736671726424E-2,1.7013381960593636]
[null,93.850000000004215,3.2125477168750215E-2,0.59883040935672516,633.21845507812498,1.7013268497721208,3.2125477168750215E-2,3.2125477168750215E-2,1.7013268497721208]
[null,93.875000000004221,3.0811921999963004E-2,0.60058651026392962,631.36693912760416,1.6990002371633941,3.0811921999963004E-2,3.0811921999963004E-2,1.6990002371633941]
[null,93.900000000004226,3.0315216153139063E-2,0.60235294117647054,629.51542317708333,1.6944332088677521,3.0315216153139063E-2,3.0315216153139063E-2,1.6944332088677521]
[null,93.925000000004232,3.0281175245770016E-2,0.60412979351032448,627.66390722656251,1.6877314069428833,3.0281175245770016E-2,3.0281175245770016E-2,1.6877314069428833]
[null,93.950000000004238,3.056065506891633E-2,0.60591715976331362,625.81239127604158,1.6790226549457987,3.056065506891633E-2,3.056065506891633E-2,1.6790226549457987]
[null,93.975000000004243,3.0799868604746615E-2,0.60771513353115725,623.96087532552087,1.6684478697946294,3.0799868604746615E-2,3.0799868604746615E-2,1.6684478697946294]
[null,94.000000000004249,2.923226495217052E-2,0.60952380952380958,622.10935937499994,1.6627865798645873,2.923226495217052E-2,2.923226495217052E-2,1.6627865798645873]
[null,94.025000000004255,2.4928275675718706E-2,0.61134328358208956,620.25784342447912,1.6572508495267526,2.4928275675718706E-2,2.4928275675718706E-2,1.6572508495267526]
[null,94.05000000000426,2.0001880859473336E-2,0.61317365269461077,618.4063274739583,1.650025654026106,2.0001880859473336E-2,2.0001880859473336E-2,1.650025654026106]
[null,94.075000000004266,1.5788225819697122E-2,0.61501501501501499,616.55481152343748,1.6412162559863432,1.5788225819697122E-2,1.5788225819697122E-2,1.6412162559863432]
[null,94.100000000004272,1.1797757273760404E-2,0.61686746987951813,614.70329557291655,1.6309142070039597,1.1797757273760404E-2,1.1797757273760404E-2,1.6309142070039597]
[null,94.125000000004277,7.9086167205758319E-3,0.61873111782477341,612.85177962239584,1.6191946490404134,7.9086167205758319E-3,7.9086167205758319E-3,1.6191946490404134]
[null,94.150000000004283,3.526876422234421E-3,0.62060606060606061,611.00026367187502,1.6061154374666311,3.526876422234421E-3,3.526876422234421E-3,1.6061154374666311]
[null,94.175000000004289,-1.6820446796843927E-3,0.62249240121580551,609.14874772135408,1.591717967278707,-1.6820446796843927E-3,-1.6820446796843927E-3,1.591717967278707]
[null,94.200000000004295,-7.5264843557526443E-3,0.62439024390243902,607.29723177083326,1.5760294913112971,-7.5264843557526443E-3,-7.5264843557526443E-3,1.5760294913112971]
[null,94.2250000000043,-1.4637987533345505E-2,0.62629969418960241,605.44571582031256,1.55906665958082,-1.4637987533345505E-2,-1.4637987533345505E-2,1.55906665958082]
[null,94.250000000004306,-2.2554551547470492E-2,0.62822085889570556,603.59419986979162,1.5408399784600297,-2.2554551547470492E-2,-2.2554551547470492E-2,1.5408399784600297]
[null,94.275000000004312,-2.9590820346131051E-2,0.63015384615384618,601.7426839192708,1.5255551573381718,-2.9590820346131051E-2,-2.9590820346131051E-2,1.5255551573381718]
[null,94.300000000004317,-3.6344562859118336E-2,0.63209876543209875,599.89116796874998,1.5333125652883881,-3.6344562859118336E-2,-3.6344562859118336E-2,1.5333125652883881]
[null,94.325000000004323,-4.3796740020186055E-2,0.6340557275541796,598.03965201822905,1.5448749094137049,-4.3796740020186055E-2,-4.3796740020186055E-2,1.5448749094137049]
[null,94.350000000004329,-5.0471671872143943E-2,0.63602484472049692,596.18813606770823,1.557878976173966,-5.0471671872143943E-2,-5.0471671872143943E-2,1.557878976173966]
[null,94.375000000004334,-5.5106136105349382E-2,0.63800623052959504,594.33662011718741,1.5718781286890788,-5.5106136105349382E-2,-5.5106136105349382E-2,1.5718781286890788]
[null,94.40000000000434,-5.8740433445390122E-2,0.64,592.48510416666659,1.586386118452821,-5.8740433445390122E-2,-5.8740433445390122E-2,1.586386118452821]
[null,94.425000000004346,-6.3871471070526931E-2,0.64200626959247653,590.63358821614577,1.6008928628323664,-6.3871471070526931E-2,-6.3871471070526931E-2,1.6008928628323664]
[null,94.450000000004351,-7.0742701073149547E-2,0.64402515723270437,588.78207226562495,1.6148824247003706,-7.0742701073149547E-2,-7.0742701073149547E-2,1.6148824247003706]
[null,94.475000000004357,-7.6400379350812078E-2,0.6460567823343849,586.93055631510413,1.6278523564291936,-7.6400379350812078E-2,-7.6400379350812078E-2,1.6278523564291936]
[null,94.500000000004363,-7.9038880809140469E-2,0.64810126582278482,585.07904036458331,1.6393332865586623,-7.9038880809140469E-2,-7.9038880809140469E-2,1.6393332865586623]
[null,94.525000000004368,-7.8742049395078478E-2,0.65015873015873016,583.22752441406249,1.6489074241340465,-7.8742049395078478E-2,-7.8742049395078478E-2,1.6489074241340465]
[null,94.550000000004374,-7.5365906640493571E-2,0.65222929936305729,581.37600846354167,1.6562245819260315,-7.5365906640493571E-2,-7.5365906640493571E-2,1.6562245819260315]
[null,94.57500000000438,-6.9803728340313717E-2,0.65431309904153356,579.52449251302073,1.661014415428083,-6.9803728340313717E-2,-6.9803728340313717E-2,1.661014415428083]
[null,94.600000000004385,-6.4447782307735096E-2,0.65641025641025641,577.67297656249991,1.6630938593234326,-6.4447782307735096E-2,-6.4447782307735096E-2,1.6630938593234326]
[null,94.625000000004391,-5.9884446351794879E-2,0.65852090032154342,575.82146061197909,1.6623692062393347,-5.9884446351794879E-2,-5.9884446351794879E-2,1.6623692062393347]
[null,94.650000000004397,-5.4905069578554996E-2,0.66064516129032258,573.96994466145827,1.6588328670596753,-5.4905069578554996E-2,-5.4905069578554996E-2,1.6588328670596753]
[null,94.675000000004403,-5.0295374410244613E-2,0.66278317152103561,572.11842871093745,1.6525554959564748,-5.0295374410244613E-2,-5.0295374410244613E-2,1.6525554959564748]
[null,94.700000000004408,-4.7127318291755774E-2,0.66493506493506493,570.26691276041663,1.6476540161439801,-4.7127318291755774E-2,-4.7127318291755774E-2,1.6476540161439801]
[null,94.725000000004414,-4.4436762060680181E-2,0.6671009771986971,568.41539680989581,1.642264021233655,-4.4436762060680181E-2,-4.4436762060680181E-2,1.642264021233655]
[null,94.75000000000442,-4.1951378458066076E-2,0.66928104575163394,566.56388085937499,1.6344051119179093,-4.1951378458066076E-2,-4.1951378458066076E-2,1.6344051119179093]
[null,94.775000000004425,-3.843801243486529E-2,0.67147540983606557,564.71236490885417,1.624272340155122,-3.843801243486529E-2,-3.843801243486529E-2,1.624272340155122]
[null,94.800000000004431,-3.0700924800059332E-2,0.67368421052631577,562.86084895833335,1.6120932776646766,-3.0700924800059332E-2,-3.0700924800059332E-2,1.6120932776646766]
[null,94.825000000004437,-1.928874371832668E-2,0.67590759075907592,561.00933300781242,1.5981226971750373,-1.928874371832668E-2,-1.928874371832668E-2,1.5981226971750373]
[null,94.850000000004442,-9.5407259057928191E-3,0.67814569536423841,559.1578170572916,1.582640285282505,-9.5407259057928191E-3,-9.5407259057928191E-3,1.582640285282505]
[null,94.875000000004448,-5.1866686799811037E-3,0.68039867109634555,557.30630110677077,1.5659504411280067,-5.1866686799811037E-3,-5.1866686799811037E-3,1.5659504411280067]
[null,94.900000000004454,-3.1721622201559443E-3,0.68266666666666664,555.45478515624995,1.5483824844498715,-3.1721622201559443E-3,-3.1721622201559443E-3,1.5483824844498715]
[null,94.925000000004459,2.4239245325004231E-3,0.6849498327759197,553.60326920572913,1.530289205866513,2.4239245325004231E-3,2.4239245325004231E-3,1.530289205866513]
[null,94.950000000004465,1.2131808512611099E-2,0.68724832214765097,551.75175325520831,1.5120417710761971,1.2131808512611099E-2,1.2131808512611099E-2,1.5120417710761971]
[null,94.975000000004471,2.2007910206179329E-2,0.6895622895622896,549.90023730468749,1.494019579675832,2.2007910206179329E-2,2.2007910206179329E-2,1.494019579675832]
[null,95.000000000004476,2.9883545658525936E-2,0.69189189189189193,548.04872135416656,1.4765947098192114,2.9883545658525936E-2,2.9883545658525936E-2,1.4765947098192114]
[null,95.025000000004482,3.4945176919999911E-2,0.69423728813559327,546.19720540364574,1.4601118758520664,3.4945176919999911E-2,3.4945176919999911E-2,1.4601118758520664]
[null,95.050000000004488,3.6559934514301139E-2,0.69659863945578226,544.34568945312503,1.444866130317388,3.6559934514301139E-2,3.6559934514301139E-2,1.444866130317388]
[null,95.075000000004493,3.6259924182819529E-2,0.69897610921501707,542.4941735026041,1.4310815642044767,3.6259924182819529E-2,3.6259924182819529E-2,1.4310815642044767]
[null,95.100000000004499,3.6790141117442464E-2,0.70136986301369864,540.64265755208328,1.4188947376655079,3.6790141117442464E-2,3.6790141117442464E-2,1.4188947376655079]
[null,95.125000000004505,4.0406159682320149E-2,0.70378006872852239,538.79114160156246,1.4083463343526539,4.0406159682320149E-2,4.0406159682320149E-2,1.4083463343526539]
[null,95.150000000004511,4.6939762163995043E-2,0.70620689655172408,536.93962565104164,1.3993835397189653,4.6939762163995043E-2,4.6939762163995043E-2,1.3993835397189653]
[null,95.175000000004516,5.3453099047119493E-2,0.70865051903114185,535.08810970052082,1.391874020030559,5.3453099047119493E-2,5.3453099047119493E-2,1.391874020030559]
[null,95.200000000004522,5.7680132031036835E-2,0.71111111111111114,533.23659375,1.3880459766096416,5.7680132031036835E-2,5.7680132031036835E-2,1.3880459766096416]
[null,95.225000000004528,5.8556850964404071E-2,0.71358885017421603,531.38507779947918,1.3912257303206332,5.8556850964404071E-2,5.8556850964404071E-2,1.3912257303206332]
[null,95.250000000004533,5.6476911787690716E-2,0.71608391608391608,529.53356184895836,1.3949899939048265,5.6476911787690716E-2,5.6476911787690716E-2,1.3949899939048265]
[null,95.275000000004539,5.3027786387345802E-2,0.71859649122807012,527.68204589843754,1.3996024337683683,5.3027786387345802E-2,5.3027786387345802E-2,1.3996024337683683]
[null,95.300000000004545,4.8465907435222909E-2,0.72112676056338032,525.8305299479166,1.4052281227635788,4.8465907435222909E-2,4.8465907435222909E-2,1.4052281227635788]
[null,95.32500000000455,4.3467854522142475E-2,0.72367491166077735,523.97901399739578,1.4119248609392034,4.3467854522142475E-2,4.3467854522142475E-2,1.4119248609392034]
[null,95.350000000004556,4.010230815895649E-2,0.7262411347517731,522.12749804687496,1.4196472271183425,4.010230815895649E-2,4.010230815895649E-2,1.4196472271183425]
[null,95.375000000004562,4.0372383684736134E-2,0.72882562277580076,520.27598209635414,1.428262810694279,4.0372383684736134E-2,4.0372383684736134E-2,1.428262810694279]
[null,95.400000000004567,4.4151851586942063E-2,0.73142857142857143,518.42446614583332,1.4394389752812744,4.4151851586942063E-2,4.4151851586942063E-2,1.4394389752812744]
[null,95.425000000004573,4.8161923456966731E-2,0.73405017921146953,516.5729501953125,1.4514607426022823,4.8161923456966731E-2,4.8161923456966731E-2,1.4514607426022823]
[null,95.450000000004579,4.9559852392267782E-2,0.7366906474820144,514.72143424479168,1.4639579291122407,4.9559852392267782E-2,4.9559852392267782E-2,1.4639579291122407]
[null,95.475000000004584,4.7573558824542325E-2,0.73935018050541512,512.86991829427086,1.476748229202784,4.7573558824542325E-2,4.7573558824542325E-2,1.476748229202784]
[null,95.50000000000459,4.2831143853960522E-2,0.74202898550724639,511.01840234374998,1.4896888055162196,4.2831143853960522E-2,4.2831143853960522E-2,1.4896888055162196]
[null,95.525000000004596,3.6654772217321295E-2,0.74472727272727268,509.16688639322916,1.5026875987397208,3.6654772217321295E-2,3.6654772217321295E-2,1.5026875987397208]
[null,95.550000000004601,2.9641153205275998E-2,0.74744525547445251,507.31537044270834,1.5157004677737542,2.9641153205275998E-2,2.9641153205275998E-2,1.5157004677737542]
[null,95.575000000004607,2.1536635698712836E-2,0.75018315018315018,505.46385449218747,1.528713874678808,2.1536635698712836E-2,2.1536635698712836E-2,1.528713874678808]
[null,95.600000000004613,1.2357776559192719E-2,0.75294117647058822,503.61233854166665,1.5417153110736477,1.2357776559192719E-2,1.2357776559192719E-2,1.5417153110736477]
[null,95.625000000004619,3.190573450211519E-3,0.75571955719557193,501.76082259114582,1.5546559579956896,3.190573450211519E-3,3.190573450211519E-3,1.5546559579956896]
[null,95.650000000004624,-5.3412435395125673E-3,0.75851851851851848,499.909306640625,1.567411801346942,-5.3412435395125673E-3,-5.3412435395125673E-3,1.567411801346942]
[null,95.67500000000463,-1.2447845886083499E-2,0.76133828996282527,498.05779069010413,1.5797502796050251,-1.2447845886083499E-2,-1.2447845886083499E-2,1.5797502796050251]
[null,95.700000000004636,-1.6813824052219026E-2,0.76417910447761195,496.20627473958331,1.5943749403237397,-1.6813824052219026E-2,-1.6813824052219026E-2,1.5943749403237397]
[null,95.725000000004641,-1.9619483584865163E-2,0.76704119850187269,494.35475878906243,1.6100993099156784,-1.9619483584865163E-2,-1.9619483584865163E-2,1.6100993099156784]
[null,95.750000000004647,-2.2495874030099013E-2,0.76992481203007523,492.50324283854161,1.624461962186444,-2.2495874030099013E-2,-2.2495874030099013E-2,1.624461962186444]
[null,95.775000000004653,-2.5878904439093232E-2,0.77283018867924524,490.65172688802085,1.6367687200300733,-2.5878904439093232E-2,-2.5878904439093232E-2,1.6367687200300733]
[null,95.800000000004658,-3.0827419222383887E-2,0.77575757575757576,488.80021093749997,1.6462682345169493,-3.0827419222383887E-2,-3.0827419222383887E-2,1.6462682345169493]
[null,95.825000000004664,-3.5821630943582157E-2,0.77870722433460071,486.94869498697915,1.652219362123815,-3.5821630943582157E-2,-3.5821630943582157E-2,1.652219362123815]
[null,95.85000000000467,-3.6945245796543985E-2,0.78167938931297709,485.09717903645833,1.6575885800599859,-3.6945245796543985E-2,-3.6945245796543985E-2,1.6575885800599859]
[null,95.875000000004675,-3.4306082063753199E-2,0.78467432950191573,483.24566308593745,1.6624598341884549,-3.4306082063753199E-2,-3.4306082063753199E-2,1.6624598341884549]
[null,95.900000000004681,-3.106212929186962E-2,0.78769230769230769,481.39414713541663,1.6806035663818417,-3.106212929186962E-2,-3.106212929186962E-2,1.6806035663818417]
[null,95.925000000004687,-2.9698373718830055E-2,0.79073359073359073,479.54263118489581,1.7025440416472906,-2.9698373718830055E-2,-2.9698373718830055E-2,1.7025440416472906]
[null,95.950000000004692,-3.1610492546763208E-2,0.79379844961240309,477.69111523437499,1.7200190653446841,-3.1610492546763208E-2,-3.1610492546763208E-2,1.7200190653446841]
[null,95.975000000004698,-3.5366118568321545E-2,0.79688715953307399,475.83959928385411,1.7322376917824029,-3.5366118568321545E-2,-3.5366118568321545E-2,1.7322376917824029]
[null,96.000000000004704,-3.8266748258880427E-2,0.8,473.98808333333329,1.7387057278307498,-3.8266748258880427E-2,-3.8266748258880427E-2,1.7387057278307498]
[null,96.025000000004709,-3.8852861158132579E-2,0.80313725490196075,472.13656738281247,1.7392706812853618,-3.8852861158132579E-2,-3.8852861158132579E-2,1.7392706812853618]
[null,96.050000000004715,-3.6599538527154578E-2,0.80629921259842519,470.28505143229165,1.7429293054254911,-3.6599538527154578E-2,-3.6599538527154578E-2,1.7429293054254911]
[null,96.075000000004721,-3.1605989080418673E-2,0.80948616600790513,468.43353548177083,1.7420537946965395,-3.1605989080418673E-2,-3.1605989080418673E-2,1.7420537946965395]
[null,96.100000000004727,-2.5471605644697696E-2,0.8126984126984127,466.58201953124995,1.736331146793791,-2.5471605644697696E-2,-2.5471605644697696E-2,1.736331146793791]
[null,96.125000000004732,-2.1491203670589976E-2,0.81593625498007971,464.73050358072913,1.726506833784877,-2.1491203670589976E-2,-2.1491203670589976E-2,1.726506833784877]
[null,96.150000000004738,-2.0488255224683234E-2,0.81920000000000004,462.87898763020826,1.7134045883802518,-2.0488255224683234E-2,-2.0488255224683234E-2,1.7134045883802518]
[null,96.175000000004744,-2.0513421654255643E-2,0.82248995983935747,461.02747167968744,1.6998946636717751,-2.0513421654255643E-2,-2.0513421654255643E-2,1.6998946636717751]
[null,96.200000000004749,-2.0727866125191067E-2,0.82580645161290323,459.17595572916662,1.6904165958094672,-2.0727866125191067E-2,-2.0727866125191067E-2,1.6904165958094672]
[null,96.225000000004755,-2.1176358391149896E-2,0.82914979757085017,457.32443977864585,1.6792284423556905,-2.1176358391149896E-2,-2.1176358391149896E-2,1.6792284423556905]
[null,96.250000000004761,-2.1155033153459589E-2,0.83252032520325203,455.47292382812498,1.666673263967944,-2.1155033153459589E-2,-2.1155033153459589E-2,1.666673263967944]
[null,96.275000000004766,-1.8946480276141958E-2,0.83591836734693881,453.6214078776041,1.6528935000411071,-1.8946480276141958E-2,-1.8946480276141958E-2,1.6528935000411071]
[null,96.300000000004772,-1.4036112501887479E-2,0.83934426229508197,451.76989192708334,1.6378598362372232,-1.4036112501887479E-2,-1.4036112501887479E-2,1.6378598362372232]
[null,96.325000000004778,-8.107696423982803E-3,0.842798353909465,449.91837597656246,1.6214266400381725,-8.107696423982803E-3,-8.107696423982803E-3,1.6214266400381725]
[null,96.350000000004783,-3.4370720051286607E-3,0.84628099173553717,448.06686002604164,1.610398201468771,-3.4370720051286607E-3,-3.4370720051286607E-3,1.610398201468771]
[null,96.375000000004789,-9.8400739628120692E-4,0.84979253112033193,446.21534407552082,1.5978058237730695,-9.8400739628120692E-4,-9.8400739628120692E-4,1.5978058237730695]
[null,96.400000000004795,1.7831077626514343E-3,0.85333333333333339,444.36382812499994,1.5832086024824137,1.7831077626514343E-3,1.7831077626514343E-3,1.5832086024824137]
[null,96.4250000000048,8.0343164135453782E-3,0.85690376569037652,442.51231217447918,1.5665701187685703,8.0343164135453782E-3,8.0343164135453782E-3,1.5665701187685703]
[null,96.450000000004806,1.6755278989740052E-2,0.86050420168067232,440.6607962239583,1.5731013750632499,1.6755278989740052E-2,1.6755278989740052E-2,1.5731013750632499]
[null,96.475000000004812,2.4130234948488292E-2,0.86413502109704643,438.80928027343748,1.5915033435748391,2.4130234948488292E-2,2.4130234948488292E-2,1.5915033435748391]
[null,96.500000000004817,2.7732080839869978E-2,0.8677966101694915,436.95776432291666,1.6097928788004836,2.7732080839869978E-2,2.7732080839869978E-2,1.6097928788004836]
[null,96.525000000004823,2.839978595289374E-2,0.87148936170212765,435.10624837239584,1.6299105858261331,2.839978595289374E-2,2.839978595289374E-2,1.6299105858261331]
[null,96.550000000004829,2.9092789950382392E-2,0.87521367521367521,433.25473242187496,1.6461332206438706,2.9092789950382392E-2,2.9092789950382392E-2,1.6461332206438706]
[null,96.575000000004835,3.1686521655050377E-2,0.87896995708154502,431.40321647135414,1.6574430102474924,3.1686521655050377E-2,3.1686521655050377E-2,1.6574430102474924]
[null,96.60000000000484,3.5962298039402679E-2,0.88275862068965516,429.55170052083332,1.6675177692267393,3.5962298039402679E-2,3.5962298039402679E-2,1.6675177692267393]
[null,96.625000000004846,4.0299136129191185E-2,0.88658008658008658,427.7001845703125,1.6763940322060518,4.0299136129191185E-2,4.0299136129191185E-2,1.6763940322060518]
[null,96.650000000004852,4.1285262803752186E-2,0.89043478260869569,425.84866861979162,1.6781643084968314,4.1285262803752186E-2,4.1285262803752186E-2,1.6781643084968314]
[null,96.675000000004857,3.7348306034379976E-2,0.89432314410480351,423.9971526692708,1.6751479359527841,3.7348306034379976E-2,3.7348306034379976E-2,1.6751479359527841]
[null,96.700000000004863,3.1890767099264347E-2,0.89824561403508774,422.14563671874998,1.6714775262346713,3.1890767099264347E-2,3.1890767099264347E-2,1.6714775262346713]
[null,96.725000000004869,2.8073417097807377E-2,0.90220264317180621,420.29412076822911,1.6589353402131013,2.8073417097807377E-2,2.8073417097807377E-2,1.6589353402131013]
[null,96.750000000004874,2.518682762585198E-2,0.90619469026548671,418.44260481770834,1.6578532632662029,2.518682762585198E-2,2.518682762585198E-2,1.6578532632662029]
[null,96.77500000000488,2.2266462156312668E-2,0.91022222222222227,416.59108886718747,1.672748875803683,2.2266462156312668E-2,2.2266462156312668E-2,1.672748875803683]
[null,96.800000000004886,1.9411926768339093E-2,0.91428571428571426,414.73957291666665,1.6845546989357154,1.9411926768339093E-2,1.9411926768339093E-2,1.6845546989357154]
[null,96.825000000004891,1.6058566255261773E-2,0.91838565022421526,412.88805696614583,1.6925731781617663,1.6058566255261773E-2,1.6058566255261773E-2,1.6925731781617663]
[null,96.850000000004897,1.1046473123577736E-2,0.92252252252252254,411.03654101562495,1.7015251834970451,1.1046473123577736E-2,1.1046473123577736E-2,1.7015251834970451]
[null,96.875000000004903,3.4111108462012889E-3,0.92669683257918556,409.18502506510413,1.7075123351798296,3.4111108462012889E-3,3.4111108462012889E-3,1.7075123351798296]
[null,96.900000000004908,-5.6126436142171551E-3,0.93090909090909091,407.33350911458331,1.7090230379224105,-5.6126436142171551E-3,-5.6126436142171551E-3,1.7090230379224105]
[null,96.925000000004914,-1.242625573860822E-2,0.93515981735159814,405.48199316406249,1.7060888586258918,-1.242625573860822E-2,-1.242625573860822E-2,1.7060888586258918]
[null,96.95000000000492,-1.4303803839602426E-2,0.93944954128440372,403.63047721354161,1.6989012202391536,-1.4303803839602426E-2,-1.4303803839602426E-2,1.6989012202391536]
[null,96.975000000004925,-1.1928092887967008E-2,0.94377880184331797,401.77896126302079,1.6882292896583473,-1.1928092887967008E-2,-1.1928092887967008E-2,1.6882292896583473]
[null,97.000000000004931,-8.2454495121686601E-3,0.94814814814814818,399.92744531249997,1.6802032743768283,-8.2454495121686601E-3,-8.2454495121686601E-3,1.6802032743768283]
[null,97.025000000004937,-4.9919599880260644E-3,0.95255813953488377,398.07592936197915,1.6685846780105298,-4.9919599880260644E-3,-4.9919599880260644E-3,1.6685846780105298]
[null,97.050000000004943,-2.8618204070603361E-3,0.95700934579439256,396.22441341145827,1.6535576519906248,-2.8618204070603361E-3,-2.8618204070603361E-3,1.6535576519906248]
[null,97.075000000004948,-2.9798377162657368E-3,0.96150234741784035,394.37289746093751,1.6352106755601854,-2.9798377162657368E-3,-2.9798377162657368E-3,1.6352106755601854]
[null,97.100000000004954,-5.6232400056161168E-3,0.96603773584905661,392.52138151041663,1.613528802906216,-5.6232400056161168E-3,-5.6232400056161168E-3,1.613528802906216]
[null,97.12500000000496,-9.4895983172930409E-3,0.97061611374407586,390.66986555989581,1.5936840241824322,-9.4895983172930409E-3,-9.4895983172930409E-3,1.5936840241824322]
[null,97.150000000004965,-1.2980711918556121E-2,0.97523809523809524,388.81834960937499,1.5708639440979664,-1.2980711918556121E-2,-1.2980711918556121E-2,1.5708639440979664]
[null,97.175000000004971,-1.5630339587853384E-2,0.97990430622009572,386.96683365885411,1.5439707363311557,-1.5630339587853384E-2,-1.5630339587853384E-2,1.5439707363311557]
[null,97.200000000004977,-1.6384007926100772E-2,0.98461538461538467,385.11531770833329,1.5128911491198451,-1.6384007926100772E-2,-1.6384007926100772E-2,1.5128911491198451]
[null,97.225000000004982,-1.411955908415388E-2,0.98937198067632848,383.26380175781247,1.4776600297964482,-1.411955908415388E-2,-1.411955908415388E-2,1.4776600297964482]
[null,97.250000000004988,-1.1060910706858801E-2,0.99417475728155336,381.41228580729165,1.4401034101321957,-1.1060910706858801E-2,-1.1060910706858801E-2,1.4401034101321957]
[null,97.275000000004994,-9.6750351667739508E-3,0.99902439024390244,379.56076985677083,1.4330187037048334,-9.6750351667739508E-3,-9.6750351667739508E-3,1.4330187037048334]
[null,97.300000000004999,-1.0471751345079407E-2,1.003921568627451,377.70925390624996,1.4451546070608663,-1.0471751345079407E-2,-1.0471751345079407E-2,1.4451546070608663]
[null,97.325000000005005,-1.3635701361901191E-2,1.0088669950738915,375.85773795572919,1.4551797666413495,-1.3635701361901191E-2,-1.3635701361901191E-2,1.4551797666413495]
[null,97.350000000005011,-1.7637958393269183E-2,1.0138613861386139,374.00622200520831,1.4619459543396784,-1.7637958393269183E-2,-1.7637958393269183E-2,1.4619459543396784]
[null,97.375000000005016,-1.9249801979935741E-2,1.0189054726368159,372.15470605468749,1.4652048662453843,-1.9249801979935741E-2,-1.9249801979935741E-2,1.4652048662453843]
[null,97.400000000005022,-1.7582724703102362E-2,1.024,370.30319010416662,1.4894953202530015,-1.7582724703102362E-2,-1.7582724703102362E-2,1.4894953202530015]
[null,97.425000000005028,-1.5736038592057477E-2,1.0291457286432162,368.4516741536458,1.5135183445430815,-1.5736038592057477E-2,-1.5736038592057477E-2,1.5135183445430815]
[null,97.450000000005033,-1.5293109431583067E-2,1.0343434343434343,366.60015820312498,1.5328083160966519,-1.5293109431583067E-2,-1.5293109431583067E-2,1.5328083160966519]
[null,97.475000000005039,-1.4979721155960338E-2,1.0395939086294417,364.7486422526041,1.5535824211185707,-1.4979721155960338E-2,-1.4979721155960338E-2,1.5535824211185707]
[null,97.500000000005045,-1.522820653426475E-2,1.0448979591836736,362.89712630208328,1.5711466136613104,-1.522820653426475E-2,-1.522820653426475E-2,1.5711466136613104]
[null,97.525000000005051,-1.6575802610421023E-2,1.0502564102564103,361.04561035156246,1.5858849797775574,-1.6575802610421023E-2,-1.6575802610421023E-2,1.5858849797775574]
[null,97.550000000005056,-1.8112809182832784E-2,1.0556701030927835,359.19409440104164,1.6022497889741771,-1.8112809182832784E-2,-1.8112809182832784E-2,1.6022497889741771]
[null,97.575000000005062,-1.8679451212889445E-2,1.0611398963730569,357.34257845052082,1.6144472964551666,-1.8679451212889445E-2,-1.8679451212889445E-2,1.6144472964551666]
[null,97.600000000005068,-1.6984955773311401E-2,1.0666666666666667,355.4910625,1.6270451591446355,-1.6984955773311401E-2,-1.6984955773311401E-2,1.6270451591446355]
[null,97.625000000005073,-1.4308969580409387E-2,1.0722513089005237,353.63954654947912,1.6395687988298961,-1.4308969580409387E-2,-1.4308969580409387E-2,1.6395687988298961]
[null,97.650000000005079,-1.3516889323340935E-2,1.0778947368421052,351.7880305989583,1.6489159994809608,-1.3516889323340935E-2,-1.3516889323340935E-2,1.6489159994809608]
[null,97.675000000005085,-1.4579045106189082E-2,1.0835978835978837,349.93651464843748,1.6615849798488407,-1.4579045106189082E-2,-1.4579045106189082E-2,1.6615849798488407]
[null,97.70000000000509,-1.5387814679710819E-2,1.0893617021276596,348.08499869791666,1.6727782261716833,-1.5387814679710819E-2,-1.5387814679710819E-2,1.6727782261716833]
[null,97.725000000005096,-1.3691862236315426E-2,1.0951871657754011,346.23348274739578,1.6854478443793286,-1.3691862236315426E-2,-1.3691862236315426E-2,1.6854478443793286]
[null,97.750000000005102,-8.7469237351220017E-3,1.1010752688172043,344.38196679687496,1.6990311472390331,-8.7469237351220017E-3,-8.7469237351220017E-3,1.6990311472390331]
[null,97.775000000005107,-3.2158723346764348E-3,1.107027027027027,342.53045084635414,1.713983594346622,-3.2158723346764348E-3,-3.2158723346764348E-3,1.713983594346622]
[null,97.800000000005113,-5.0200404252332117E-5,1.1130434782608696,340.67893489583332,1.7301662579559407,-5.0200404252332117E-5,-5.0200404252332117E-5,1.7301662579559407]
[null,97.825000000005119,4.3604150606512087E-4,1.1191256830601093,338.8274189453125,1.7442347708146655,4.3604150606512087E-4,4.3604150606512087E-4,1.7442347708146655]
[null,97.850000000005124,-1.3042833263132245E-3,1.1252747252747253,336.97590299479162,1.7610580552906487,-1.3042833263132245E-3,-1.3042833263132245E-3,1.7610580552906487]
[null,97.87500000000513,-4.8033442211254888E-3,1.1314917127071824,335.1243870442708,1.7777070328678568,-4.8033442211254888E-3,-4.8033442211254888E-3,1.7777070328678568]
[null,97.900000000005136,-8.4641325396636255E-3,1.1377777777777778,333.27287109374998,1.7921108210479169,-8.4641325396636255E-3,-8.4641325396636255E-3,1.7921108210479169]
[null,97.925000000005141,-9.837027500284784E-3,1.1441340782122904,331.42135514322916,1.8041586138334189,-9.837027500284784E-3,-9.837027500284784E-3,1.8041586138334189]
[null,97.950000000005147,-8.5034716427320623E-3,1.1505617977528091,329.56983919270829,1.8186322778737856,-8.5034716427320623E-3,-8.5034716427320623E-3,1.8186322778737856]
[null,97.975000000005153,-6.7787764876671231E-3,1.1570621468926554,327.71832324218747,1.8329840330909497,-6.7787764876671231E-3,-6.7787764876671231E-3,1.8329840330909497]
[null,98.000000000005159,-6.0382211837758494E-3,1.1636363636363636,325.86680729166665,1.8446911563552957,-6.0382211837758494E-3,-6.0382211837758494E-3,1.8446911563552957]
[null,98.025000000005164,-6.3664444073570905E-3,1.1702857142857144,324.01529134114577,1.8535658157347965,-6.3664444073570905E-3,-6.3664444073570905E-3,1.8535658157347965]
[null,98.05000000000517,-7.5772145795749164E-3,1.1770114942528735,322.16377539062501,1.8823410163862822,-7.5772145795749164E-3,-7.5772145795749164E-3,1.8823410163862822]
[null,98.075000000005176,-8.9248106557311691E-3,1.1838150289017342,320.31225944010413,1.9203579257780641,-8.9248106557311691E-3,-8.9248106557311691E-3,1.9203579257780641]
[null,98.100000000005181,-9.5309242437487691E-3,1.1906976744186046,318.46074348958331,1.9597489717959364,-9.5309242437487691E-3,-9.5309242437487691E-3,1.9597489717959364]
[null,98.125000000005187,-8.7120880983980933E-3,1.1976608187134503,316.60922753906249,1.9923736277663409,-8.7120880983980933E-3,-8.7120880983980933E-3,1.9923736277663409]
[null,98.150000000005193,-8.1532609069981266E-3,1.2047058823529411,314.75771158854167,2.021701295401404,-8.1532609069981266E-3,-8.1532609069981266E-3,2.021701295401404]
[null,98.175000000005198,-9.5493354738043785E-3,1.2118343195266272,312.90619563802079,2.0493932020661791,-9.5493354738043785E-3,-9.5493354738043785E-3,2.0493932020661791]
[null,98.200000000005204,-1.0905011298402326E-2,1.2190476190476192,311.05467968749997,2.0682258238652103,-1.0905011298402326E-2,-1.0905011298402326E-2,2.0682258238652103]
[null,98.22500000000521,-1.0654671551603098E-2,1.2263473053892215,309.20316373697915,2.0892193843824889,-1.0654671551603098E-2,-1.0654671551603098E-2,2.0892193843824889]
[null,98.250000000005215,-9.9098776911523065E-3,1.2337349397590363,307.35164778645827,2.1042626053335631,-9.9098776911523065E-3,-9.9098776911523065E-3,2.1042626053335631]
[null,98.275000000005221,-1.07750730488732E-2,1.2412121212121212,305.50013183593751,2.1187173283170191,-1.07750730488732E-2,-1.07750730488732E-2,2.1187173283170191]
[null,98.300000000005227,-1.4241947404811271E-2,1.248780487804878,303.64861588541663,2.1331645920198357,-1.4241947404811271E-2,-1.4241947404811271E-2,2.1331645920198357]
[null,98.325000000005232,-1.8505802848839858E-2,1.2564417177914111,301.79709993489581,2.148657072979351,-1.8505802848839858E-2,-1.8505802848839858E-2,2.148657072979351]
[null,98.350000000005238,-2.1657434560660355E-2,1.2641975308641975,299.94558398437499,2.1563614225163938,-2.1657434560660355E-2,-2.1657434560660355E-2,2.1563614225163938]
[null,98.375000000005244,-2.2985029948051183E-2,1.2720496894409938,298.09406803385411,2.1623770202153607,-2.2985029948051183E-2,-2.2985029948051183E-2,2.1623770202153607]
[null,98.400000000005249,-2.1930689003859742E-2,1.28,296.24255208333329,2.1577496535234508,-2.1930689003859742E-2,-2.1930689003859742E-2,2.1577496535234508]
[null,98.425000000005255,-1.8378381242267965E-2,1.2880503144654087,294.39103613281247,2.1535209126956918,-1.8378381242267965E-2,-1.8378381242267965E-2,2.1535209126956918]
[null,98.450000000005261,-1.3279662610897825E-2,1.2962025316455696,292.53952018229165,2.1389627503233442,-1.3279662610897825E-2,-1.3279662610897825E-2,2.1389627503233442]
[null,98.475000000005267,-1.0128560718647256E-2,1.3044585987261146,290.68800423177083,2.1249946729161255,-1.0128560718647256E-2,-1.0128560718647256E-2,2.1249946729161255]
[null,98.500000000005272,-1.1726496541602752E-2,1.3128205128205128,288.83648828124996,2.1043033947017151,-1.1726496541602752E-2,-1.1726496541602752E-2,2.1043033947017151]
[null,98.525000000005278,-1.5539607986500149E-2,1.3212903225806452,286.98497233072914,2.0810448843344944,-1.5539607986500149E-2,-1.5539607986500149E-2,2.0810448843344944]
[null,98.550000000005284,-1.7942472191095359E-2,1.3298701298701299,285.13345638020832,2.0520157870447311,-1.7942472191095359E-2,-1.7942472191095359E-2,2.0520157870447311]
[null,98.575000000005289,-1.932079780230845E-2,1.3385620915032679,283.28194042968749,2.0194412936543618,-1.932079780230845E-2,-1.932079780230845E-2,2.0194412936543618]
[null,98.600000000005295,-2.1291859057397989E-2,1.3473684210526315,281.43042447916667,1.9773203766105227,-2.1291859057397989E-2,-2.1291859057397989E-2,1.9773203766105227]
[null,98.625000000005301,-2.2616672892046618E-2,1.3562913907284768,279.5789085286458,1.9348815071235383,-2.2616672892046618E-2,-2.2616672892046618E-2,1.9348815071235383]
[null,98.650000000005306,-2.0475142190327054E-2,1.3653333333333333,277.72739257812498,1.8810313883382996,-2.0475142190327054E-2,-2.0475142190327054E-2,1.8810313883382996]
[null,98.675000000005312,-1.4809649074007846E-2,1.3744966442953019,275.87587662760416,1.8246070445184857,-1.4809649074007846E-2,-1.4809649074007846E-2,1.8246070445184857]
[null,98.700000000005318,-9.2984659074352698E-3,1.3837837837837839,274.02436067708328,1.7605034413950964,-9.2984659074352698E-3,-9.2984659074352698E-3,1.7605034413950964]
[null,98.725000000005323,-7.0636869614052718E-3,1.3931972789115645,272.17284472656252,1.6919679645923833,-7.0636869614052718E-3,-7.0636869614052718E-3,1.6919679645923833]
[null,98.750000000005329,-7.8664960647651209E-3,1.4027397260273973,270.32132877604164,1.6600283440987822,-7.8664960647651209E-3,-7.8664960647651209E-3,1.6600283440987822]
[null,98.775000000005335,-1.0256512144789141E-2,1.4124137931034482,268.46981282552082,1.6426867724846399,-1.0256512144789141E-2,-1.0256512144789141E-2,1.6426867724846399]
[null,98.80000000000534,-1.2909318731505972E-2,1.4222222222222223,266.618296875,1.62468463243219,-1.2909318731505972E-2,-1.2909318731505972E-2,1.62468463243219]
[null,98.825000000005346,-1.3836105614233127E-2,1.4321678321678322,264.76678092447918,1.6008594774493698,-1.3836105614233127E-2,-1.3836105614233127E-2,1.6008594774493698]
[null,98.850000000005352,-1.1447811447811445E-2,1.4422535211267606,262.9152649739583,1.5759292212471996,-1.1447811447811445E-2,-1.1447811447811445E-2,1.5759292212471996]
[null,98.875000000005357,-6.5635372873767174E-3,1.4524822695035462,261.06374902343748,1.594285248694816,-6.5635372873767174E-3,-6.5635372873767174E-3,1.594285248694816]
[null,98.900000000005363,-1.2429567110919801E-3,1.4628571428571429,259.21223307291666,1.6533758574560935,-1.2429567110919801E-3,-1.2429567110919801E-3,1.6533758574560935]
[null,98.925000000005369,2.7561214028561571E-3,1.4733812949640288,257.36071712239584,1.7010503455928274,2.7561214028561571E-3,2.7561214028561571E-3,1.7010503455928274]
[null,98.950000000005375,3.8870212749048507E-3,1.4840579710144928,255.50920117187499,1.7378365721506248,3.8870212749048507E-3,3.8870212749048507E-3,1.7378365721506248]
[null,98.97500000000538,2.2220632763512542E-3,1.494890510948905,253.65768522135417,1.7668679024199356,2.2220632763512542E-3,2.2220632763512542E-3,1.7668679024199356]
[null,99.000000000005386,-1.0073194573588466E-3,1.5058823529411764,251.80616927083332,1.7891363019390498,-1.0073194573588466E-3,-1.0073194573588466E-3,1.7891363019390498]
[null,99.025000000005392,-4.7637402082720114E-3,1.517037037037037,249.9546533203125,1.86436610430802,-4.7637402082720114E-3,-4.7637402082720114E-3,1.86436610430802]
[null,99.050000000005397,-8.0528600984934133E-3,1.5283582089552239,248.10313736979165,1.9333626110372957,-8.0528600984934133E-3,-8.0528600984934133E-3,1.9333626110372957]
[null,99.075000000005403,-1.0396516966147238E-2,1.5398496240601505,246.2516214192708,2.0036166687186876,-1.0396516966147238E-2,-1.0396516966147238E-2,2.0036166687186876]
[null,99.100000000005409,-1.1234426616015926E-2,1.5515151515151515,244.40010546874998,2.083147105508889,-1.1234426616015926E-2,-1.1234426616015926E-2,2.083147105508889]
[null,99.125000000005414,-9.8892147279243375E-3,1.5633587786259542,242.54858951822916,2.1558317839253629,-9.8892147279243375E-3,-9.8892147279243375E-3,2.1558317839253629]
[null,99.15000000000542,-6.2255124017516466E-3,1.5753846153846154,240.69707356770832,2.2222472051593587,-6.2255124017516466E-3,-6.2255124017516466E-3,2.2222472051593587]
[null,99.175000000005426,-7.6466209432386007E-4,1.5875968992248062,238.8455576171875,2.2832656250516559,-7.6466209432386007E-4,-7.6466209432386007E-4,2.2832656250516559]
[null,99.200000000005431,5.6390021378219949E-3,1.6,236.99404166666665,2.3378451968924563,5.6390021378219949E-3,5.6390021378219949E-3,2.3378451968924563]
[null,99.225000000005437,1.2252607374558697E-2,1.6125984251968504,235.14252571614583,2.3894154595071591,1.2252607374558697E-2,1.2252607374558697E-2,2.3894154595071591]
[null,99.250000000005443,1.7535703216269728E-2,1.6253968253968254,233.29100976562498,2.4354815006355173,1.7535703216269728E-2,1.7535703216269728E-2,2.4354815006355173]
[null,99.275000000005448,2.0532495158773624E-2,1.6384000000000001,231.43949381510413,2.4813433037820687,2.0532495158773624E-2,2.0532495158773624E-2,2.4813433037820687]
[null,99.300000000005454,2.2777738041310069E-2,1.6516129032258065,229.58797786458331,2.5235209857957197,2.2777738041310069E-2,2.2777738041310069E-2,2.5235209857957197]
[null,99.32500000000546,2.6227790625902345E-2,1.6650406504065041,227.73646191406249,2.5679077551366496,2.6227790625902345E-2,2.6227790625902345E-2,2.5679077551366496]
[null,99.350000000005465,3.0637743816343346E-2,1.6786885245901639,225.88494596354167,2.6093679548158599,3.0637743816343346E-2,3.0637743816343346E-2,2.6093679548158599]
[null,99.375000000005471,3.3691888727293957E-2,1.6925619834710743,224.03343001302082,2.6546480192307902,3.3691888727293957E-2,3.3691888727293957E-2,2.6546480192307902]
[null,99.400000000005477,3.3907392837369266E-2,1.7066666666666668,222.18191406249997,2.6957961711821015,3.3907392837369266E-2,3.3907392837369266E-2,2.6957961711821015]
[null,99.425000000005483,3.1960570827604638E-2,1.7210084033613446,220.33039811197915,2.7385105002563916,3.1960570827604638E-2,3.1960570827604638E-2,2.7385105002563916]
[null,99.450000000005488,2.915027537372147E-2,1.735593220338983,218.47888216145833,2.7776085443123915,2.915027537372147E-2,2.915027537372147E-2,2.7776085443123915]
[null,99.475000000005494,2.6179577045037289E-2,1.7504273504273504,216.62736621093748,2.8105966867485481,2.6179577045037289E-2,2.6179577045037289E-2,2.8105966867485481]
[null,99.5000000000055,2.2922908603475099E-2,1.7655172413793103,214.77585026041666,2.8369816990773904,2.2922908603475099E-2,2.2922908603475099E-2,2.8369816990773904]
[null,99.525000000005505,1.9868101418062143E-2,1.7808695652173914,212.92433430989581,2.8582391586402642,1.9868101418062143E-2,1.9868101418062143E-2,2.8582391586402642]
[null,99.550000000005511,1.8006050539488786E-2,1.7964912280701755,211.07281835937499,2.8704489151672292,1.8006050539488786E-2,1.8006050539488786E-2,2.8704489151672292]
[null,99.575000000005517,1.6505469062510748E-2,1.8123893805309734,209.22130240885417,2.8721187066386258,1.6505469062510748E-2,1.6505469062510748E-2,2.8721187066386258]
[null,99.600000000005522,1.4107108324260141E-2,1.8285714285714285,207.36978645833332,2.8624955317044103,1.4107108324260141E-2,1.4107108324260141E-2,2.8624955317044103]
[null,99.625000000005528,1.1373239343341628E-2,1.8450450450450451,205.51827050781247,2.8415899975355265,1.1373239343341628E-2,1.1373239343341628E-2,2.8415899975355265]
[null,99.650000000005534,1.0631094580740536E-2,1.8618181818181818,203.66675455729165,2.8100567573081343,1.0631094580740536E-2,1.0631094580740536E-2,2.8100567573081343]
[null,99.675000000005539,1.3447085595000643E-2,1.8788990825688074,201.81523860677081,2.7688395179812781,1.3447085595000643E-2,1.3447085595000643E-2,2.7688395179812781]
[null,99.700000000005545,1.7617295430041317E-2,1.8962962962962964,199.96372265624998,2.7188582973126838,1.7617295430041317E-2,1.7617295430041317E-2,2.7188582973126838]
[null,99.725000000005551,2.1147615679480331E-2,1.9140186915887851,198.11220670572914,2.6610372376768683,2.1147615679480331E-2,2.1147615679480331E-2,2.6610372376768683]
[null,99.750000000005556,2.4197654488763844E-2,1.9320754716981132,196.26069075520832,2.5962513470415653,2.4197654488763844E-2,2.4197654488763844E-2,2.5962513470415653]
[null,99.775000000005562,2.6373226097852382E-2,1.9504761904761905,194.4091748046875,2.5255274442673761,2.6373226097852382E-2,2.6373226097852382E-2,2.5255274442673761]
[null,99.800000000005568,2.755750529157296E-2,1.9692307692307693,192.55765885416665,2.4511827000492845,2.755750529157296E-2,2.755750529157296E-2,2.4511827000492845]
[null,99.825000000005573,2.6684362640302845E-2,1.9883495145631067,190.70614290364583,2.3747360140564862,2.6684362640302845E-2,2.6684362640302845E-2,2.3747360140564862]
[null,99.850000000005579,2.335285718448582E-2,2.0078431372549019,188.85462695312498,2.295970029284915,2.335285718448582E-2,2.335285718448582E-2,2.295970029284915]
[null,99.875000000005585,2.0280036133694661E-2,2.0277227722772277,187.00311100260416,2.2156199761551565,2.0280036133694661E-2,2.0280036133694661E-2,2.2156199761551565]
[null,99.900000000005591,1.9426894171190003E-2,2.048,185.15159505208331,2.134614405645761,1.9426894171190003E-2,1.9426894171190003E-2,2.134614405645761]
[null,99.925000000005596,2.1019266888661063E-2,2.0686868686868687,183.30007910156249,2.0559115355049591,2.1019266888661063E-2,2.1019266888661063E-2,2.0559115355049591]
[null,99.950000000005602,2.4417132245613753E-2,2.0897959183673471,181.44856315104164,1.9784431580886694,2.4417132245613753E-2,2.4417132245613753E-2,1.9784431580886694]
[null,99.975000000005608,2.7741617592129002E-2,2.1113402061855671,179.59704720052082,1.9010988489984828,2.7741617592129002E-2,2.7741617592129002E-2,1.9010988489984828]
[null,100.00000000000561,2.9500883474132888E-2,2.1333333333333333,177.74553125,1.8226990801927077,2.9500883474132888E-2,2.9500883474132888E-2,1.8226990801927077]
[null,100.02500000000562,3.0386079520619252E-2,2.1557894736842105,175.89401529947915,1.7436596362037713,3.0386079520619252E-2,3.0386079520619252E-2,1.7436596362037713]
[null,100.05000000000562,3.1982293429972428E-2,2.1787234042553192,174.04249934895833,1.6625919972667156,3.1982293429972428E-2,3.1982293429972428E-2,1.6625919972667156]
[null,100.07500000000563,3.4497479383395965E-2,2.2021505376344086,172.19098339843748,1.5774852530423342,3.4497479383395965E-2,3.4497479383395965E-2,1.5774852530423342]
[null,100.10000000000564,3.7125914269895366E-2,2.2260869565217392,170.33946744791666,1.4893657373166347,3.7125914269895366E-2,3.7125914269895366E-2,1.4893657373166347]
[null,100.12500000000564,3.9320294473717016E-2,2.2505494505494505,168.48795149739581,1.4001053823267444,3.9320294473717016E-2,3.9320294473717016E-2,1.4001053823267444]
[null,100.15000000000565,4.0688156148423658E-2,2.2755555555555556,166.63643554687499,1.3094178094274027,4.0688156148423658E-2,4.0688156148423658E-2,1.3094178094274027]
[null,100.17500000000565,4.0573847576207939E-2,2.3011235955056182,164.78491959635414,1.2215477178912757,4.0573847576207939E-2,4.0573847576207939E-2,1.2215477178912757]
[null,100.20000000000566,3.8689676730589387E-2,2.3272727272727272,162.93340364583332,1.1383438696015846,3.8689676730589387E-2,3.8689676730589387E-2,1.1383438696015846]
[null,100.22500000000566,3.5210616524542507E-2,2.3540229885057471,161.0818876953125,1.0784963314496563,3.5210616524542507E-2,3.5210616524542507E-2,1.0784963314496563]
[null,100.25000000000567,3.1711158265052865E-2,2.3813953488372093,159.23037174479165,1.1106744431298443,3.1711158265052865E-2,3.1711158265052865E-2,1.1106744431298443]
[null,100.27500000000568,3.0260512282542177E-2,2.4094117647058821,157.37885579427083,1.1405525749678429,3.0260512282542177E-2,3.0260512282542177E-2,1.1405525749678429]
[null,100.30000000000568,2.9220608921631752E-2,2.4380952380952383,155.52733984374998,1.1695593842730097,2.9220608921631752E-2,2.9220608921631752E-2,1.1695593842730097]
[null,100.32500000000569,2.5197026652573503E-2,2.4674698795180725,153.67582389322914,1.1964188229504469,2.5197026652573503E-2,2.5197026652573503E-2,1.1964188229504469]
[null,100.35000000000569,1.7999295339971928E-2,2.4975609756097561,151.82430794270832,1.2226617745380151,1.7999295339971928E-2,1.7999295339971928E-2,1.2226617745380151]
[null,100.3750000000057,1.0657982923915231E-2,2.528395061728395,149.9727919921875,1.2483485108929111,1.0657982923915231E-2,1.0657982923915231E-2,1.2483485108929111]
[null,100.4000000000057,5.5024411436684793E-3,2.56,148.12127604166665,1.2737657586008619,5.5024411436684793E-3,5.5024411436684793E-3,1.2737657586008619]
[null,100.42500000000571,1.7866840447485987E-3,2.5924050632911393,146.26976009114583,1.3004871200966996,1.7866840447485987E-3,1.7866840447485987E-3,1.3004871200966996]
[null,100.45000000000572,-1.2746134303962973E-3,2.6256410256410256,144.41824414062498,1.3287355049594189,-1.2746134303962973E-3,-1.2746134303962973E-3,1.3287355049594189]
[null,100.47500000000572,-4.4043900849565585E-3,2.6597402597402597,142.56672819010416,1.3591018800838373,-4.4043900849565585E-3,-4.4043900849565585E-3,1.3591018800838373]
[null,100.50000000000573,-8.7303668735611052E-3,2.6947368421052631,140.71521223958334,1.3913672227875402,-8.7303668735611052E-3,-8.7303668735611052E-3,1.3913672227875402]
[null,100.52500000000573,-1.3595832439262868E-2,2.7306666666666666,138.86369628906249,1.4266389655431313,-1.3595832439262868E-2,-1.3595832439262868E-2,1.4266389655431313]
[null,100.55000000000574,-1.8410037961572215E-2,2.7675675675675677,137.01218033854164,1.4632450978190559,-1.8410037961572215E-2,-1.8410037961572215E-2,1.4632450978190559]
[null,100.57500000000574,-2.2217718755877722E-2,2.8054794520547945,135.16066438802082,1.5020440030898863,-2.2217718755877722E-2,-2.2217718755877722E-2,1.5020440030898863]
[null,100.60000000000575,-2.3787176776948631E-2,2.8444444444444446,133.3091484375,1.542226992728442,-2.3787176776948631E-2,-2.3787176776948631E-2,1.542226992728442]
[null,100.62500000000576,-2.3312325987385009E-2,2.8845070422535213,131.45763248697915,1.5837614924452366,-2.3312325987385009E-2,-2.3312325987385009E-2,1.5837614924452366]
[null,100.65000000000576,-2.0448253847152362E-2,2.9257142857142857,129.60611653645833,1.626747832765046,-2.0448253847152362E-2,-2.0448253847152362E-2,1.626747832765046]
[null,100.67500000000577,-1.5658022660382978E-2,2.9681159420289855,127.7546005859375,1.6705607032140759,-1.5658022660382978E-2,-1.5658022660382978E-2,1.6705607032140759]
[null,100.70000000000577,-1.0837194393449327E-2,3.0117647058823529,125.90308463541666,1.7145662466354856,-1.0837194393449327E-2,-1.0837194393449327E-2,1.7145662466354856]
[null,100.72500000000578,-7.7092721073838185E-3,3.0567164179104478,124.05156868489583,1.7576027183630458,-7.7092721073838185E-3,-7.7092721073838185E-3,1.7576027183630458]
[null,100.75000000000578,-6.6125455975967317E-3,3.103030303030303,122.20005273437499,1.7998287686380983,-6.6125455975967317E-3,-6.6125455975967317E-3,1.7998287686380983]
[null,100.77500000000579,-5.9411317475833725E-3,3.1507692307692308,120.34853678385416,1.8418129139500223,-5.9411317475833725E-3,-5.9411317475833725E-3,1.8418129139500223]
[null,100.8000000000058,-5.7160908852489731E-3,3.2,118.49702083333332,1.8826076060447412,-5.7160908852489731E-3,-5.7160908852489731E-3,1.8826076060447412]
[null,100.8250000000058,-6.9173243052078771E-3,3.2507936507936508,116.64550488281249,1.9192053058373235,-6.9173243052078771E-3,-6.9173243052078771E-3,1.9192053058373235]
[null,100.85000000000581,-8.8491789121215129E-3,3.3032258064516129,114.79398893229165,1.9495191749905274,-8.8491789121215129E-3,-8.8491789121215129E-3,1.9495191749905274]
[null,100.87500000000581,-1.0486188928360415E-2,3.3573770491803279,112.94247298177083,1.9730311011236563,-1.0486188928360415E-2,-1.0486188928360415E-2,1.9730311011236563]
[null,100.90000000000582,-1.0597848402726456E-2,3.4133333333333336,111.09095703124999,1.9920193776959747,-1.0597848402726456E-2,-1.0597848402726456E-2,1.9920193776959747]
[null,100.92500000000582,-9.3375401007186904E-3,3.471186440677966,109.23944108072916,2.0083354000315237,-9.3375401007186904E-3,-9.3375401007186904E-3,2.0083354000315237]
[null,100.95000000000583,-8.4450590351455926E-3,3.5310344827586206,107.38792513020833,2.0220204589130941,-8.4450590351455926E-3,-8.4450590351455926E-3,2.0220204589130941]
[null,100.97500000000583,-8.0253094808562866E-3,3.5929824561403509,105.5364091796875,2.0308960428736937,-8.0253094808562866E-3,-8.0253094808562866E-3,2.0308960428736937]
[null,101.00000000000584,-7.0783894544712758E-3,3.657142857142857,103.68489322916666,2.0383211863222472,-7.0783894544712758E-3,-7.0783894544712758E-3,2.0383211863222472]
[null,101.02500000000585,-5.8933155313958038E-3,3.7236363636363636,101.83337727864583,2.0419089176164236,-5.8933155313958038E-3,-5.8933155313958038E-3,2.0419089176164236]
[null,101.05000000000585,-4.5657201440049292E-3,3.7925925925925927,99.981861328124992,2.0419520945700111,-4.5657201440049292E-3,-4.5657201440049292E-3,2.0419520945700111]
[null,101.07500000000586,-1.9466895548720623E-3,3.8641509433962264,98.130345377604158,2.0388600601634193,-1.9466895548720623E-3,-1.9466895548720623E-3,2.0388600601634193]
[null,101.10000000000586,1.1257341312415868E-3,3.9384615384615387,96.278829427083323,2.0489366092314163,1.1257341312415868E-3,1.1257341312415868E-3,2.0489366092314163]
[null,101.12500000000587,2.5305507209519634E-3,4.0156862745098039,94.427313476562489,2.0808744289908838,2.5305507209519634E-3,2.5305507209519634E-3,2.0808744289908838]
[null,101.15000000000587,2.4084273100795166E-3,4.0960000000000001,92.575797526041654,2.105435372820752,2.4084273100795166E-3,2.4084273100795166E-3,2.105435372820752]
[null,101.17500000000588,2.4640583649238341E-3,4.1795918367346943,90.72428157552082,2.1196714408039408,2.4640583649238341E-3,2.4640583649238341E-3,2.1196714408039408]
[null,101.20000000000589,4.2144497691311428E-3,4.2666666666666666,88.872765625,2.1224783894949719,4.2144497691311428E-3,4.2144497691311428E-3,2.1224783894949719]
[null,101.22500000000589,7.6056923814594906E-3,4.3574468085106384,87.021249674479165,2.1043471795958859,7.6056923814594906E-3,7.6056923814594906E-3,2.1043471795958859]
[null,101.2500000000059,1.1329661683713615E-2,4.4521739130434783,85.169733723958331,2.0639315578919271,1.1329661683713615E-2,1.1329661683713615E-2,2.0639315578919271]
[null,101.2750000000059,1.3612256845931122E-2,4.5511111111111111,83.318217773437496,2.0051726256765945,1.3612256845931122E-2,1.3612256845931122E-2,2.0051726256765945]
[null,101.30000000000591,1.1959882062163732E-2,4.6545454545454543,81.466701822916662,1.9226420213060129,1.1959882062163732E-2,1.1959882062163732E-2,1.9226420213060129]
[null,101.32500000000591,6.0961039717924428E-3,4.7627906976744185,79.615185872395827,1.816590327183059,6.0961039717924428E-3,6.0961039717924428E-3,1.816590327183059]
[null,101.35000000000592,-9.5658923353654848E-4,4.8761904761904766,77.763669921874992,1.6894314076823322,-9.5658923353654848E-4,-9.5658923353654848E-4,1.6894314076823322]
[null,101.37500000000593,-7.2516404538434578E-3,4.9951219512195122,75.912153971354158,1.5505675988949468,-7.2516404538434578E-3,-7.2516404538434578E-3,1.5505675988949468]
[null,101.40000000000593,-1.2467449210171476E-2,5.12,74.060638020833323,1.4080438648970295,-1.2467449210171476E-2,-1.2467449210171476E-2,1.4080438648970295]
[null,101.42500000000594,-1.5924919268742999E-2,5.2512820512820513,72.209122070312489,1.3099075144298171,-1.5924919268742999E-2,-1.5924919268742999E-2,1.3099075144298171]
[null,101.45000000000594,-1.7707364756932038E-2,5.3894736842105262,70.357606119791669,1.2163108721616585,-1.7707364756932038E-2,-1.7707364756932038E-2,1.2163108721616585]
[null,101.47500000000595,-1.756696257089653E-2,5.5351351351351354,68.50609016927082,1.1233007735259548,-1.756696257089653E-2,-1.756696257089653E-2,1.1233007735259548]
[null,101.50000000000595,-1.5001178848543116E-2,5.6888888888888891,66.65457421875,1.0355313087223674,-1.5001178848543116E-2,-1.5001178848543116E-2,1.0355313087223674]
[null,101.52500000000596,-1.2661230717878998E-2,5.8514285714285714,64.803058268229165,0.95480708146801518,-1.2661230717878998E-2,-1.2661230717878998E-2,0.95480708146801518]
[null,101.55000000000597,-1.4008561884250318E-2,6.0235294117647058,62.951542317708331,0.88282251506718556,-1.4008561884250318E-2,-1.4008561884250318E-2,0.88282251506718556]
[null,101.57500000000597,-1.8539313936638893E-2,6.2060606060606061,61.100026367187496,0.82085495958577392,-1.8539313936638893E-2,-1.8539313936638893E-2,0.82085495958577392]
[null,101.60000000000598,-2.2769790747760869E-2,6.4,59.248510416666662,0.76687664209160555,-2.2769790747760869E-2,-2.2769790747760869E-2,0.76687664209160555]
[null,101.62500000000598,-2.4344282054746244E-2,6.6064516129032258,57.396994466145827,0.71788407663862741,-2.4344282054746244E-2,-2.4344282054746244E-2,0.71788407663862741]
[null,101.65000000000599,-2.4075795987676386E-2,6.8266666666666671,55.545478515624993,0.67076730540026275,-2.4075795987676386E-2,-2.4075795987676386E-2,0.67076730540026275]
[null,101.67500000000599,-2.4400707838945455E-2,7.0620689655172413,53.693962565104165,0.62206639416849407,-2.4400707838945455E-2,-2.4400707838945455E-2,0.62206639416849407]
[null,101.700000000006,-2.6388590865380802E-2,7.3142857142857141,51.842446614583331,0.56850089648833357,-2.6388590865380802E-2,-2.6388590865380802E-2,0.56850089648833357]
[null,101.72500000000601,-2.85633677451144E-2,7.5851851851851855,49.990930664062496,0.50848668907729899,-2.85633677451144E-2,-2.85633677451144E-2,0.50848668907729899]
[null,101.75000000000601,-2.9100472334146608E-2,7.8769230769230774,48.139414713541662,0.44299374477524045,-2.9100472334146608E-2,-2.9100472334146608E-2,0.44299374477524045]
[null,101.77500000000602,-2.8330512044123367E-2,8.1920000000000002,46.287898763020827,0.42212319532973369,-2.8330512044123367E-2,-2.8330512044123367E-2,0.42212319532973369]
[null,101.80000000000602,-2.8082556485388894E-2,8.5333333333333332,44.4363828125,0.40101998706351355,-2.8082556485388894E-2,-2.8082556485388894E-2,0.40101998706351355]
[null,101.82500000000603,-2.8900730356277167E-2,8.9043478260869566,42.584866861979165,0.37408458165673775,-2.8900730356277167E-2,-2.8900730356277167E-2,0.37408458165673775]
[null,101.85000000000603,-2.9000071525641935E-2,9.3090909090909086,40.733350911458331,0.34111321634648273,-2.9000071525641935E-2,-2.9000071525641935E-2,0.34111321634648273]
[null,101.87500000000604,-2.6899072021023242E-2,9.7523809523809533,38.881834960937496,0.30365496842567286,-2.6899072021023242E-2,-2.6899072021023242E-2,0.30365496842567286]
[null,101.90000000000605,-2.3525710819180524E-2,10.24,37.030319010416662,0.2638084280913488,-2.3525710819180524E-2,-2.3525710819180524E-2,0.2638084280913488]
[null,101.92500000000605,-2.065117474244145E-2,10.778947368421052,35.178803059895834,0.22469581537325184,-2.065117474244145E-2,-2.065117474244145E-2,0.22469581537325184]
[null,101.95000000000606,-1.7545504878313679E-2,11.377777777777778,33.327287109375,0.186975077618108,-1.7545504878313679E-2,-1.7545504878313679E-2,0.186975077618108]
[null,101.97500000000606,-1.1903456277964559E-2,12.047058823529412,31.475771158854165,0.15264403799229848,-1.1903456277964559E-2,-1.1903456277964559E-2,0.15264403799229848]
[null,102.00000000000607,-4.4010787126444358E-3,12.8,29.624255208333331,0.1230366267986841,-4.4010787126444358E-3,-4.4010787126444358E-3,0.1230366267986841]
[null,102.02500000000607,2.2084204224251517E-3,13.653333333333334,27.772739257812496,9.8729209671059359E-2,2.2084204224251517E-3,2.2084204224251517E-3,9.8729209671059359E-2]
[null,102.05000000000608,6.8228839668651176E-3,14.628571428571428,25.921223307291665,7.9588135270337201E-2,6.8228839668651176E-3,6.8228839668651176E-3,7.9588135270337201E-2]
[null,102.07500000000609,1.02059143758593E-2,15.753846153846155,24.069707356770831,6.5064855278644806E-2,1.02059143758593E-2,1.02059143758593E-2,6.5064855278644806E-2]
[null,102.10000000000609,1.3948692272846473E-2,17.066666666666666,22.21819140625,5.4279288819451987E-2,1.3948692272846473E-2,1.3948692272846473E-2,5.4279288819451987E-2]
[null,102.1250000000061,1.8977607175876259E-2,18.618181818181817,20.366675455729165,4.5845707709361139E-2,1.8977607175876259E-2,1.8977607175876259E-2,4.5845707709361139E-2]
[null,102.1500000000061,2.3976587273204116E-2,20.48,18.515159505208331,3.8762256431421727E-2,2.3976587273204116E-2,2.3976587273204116E-2,3.8762256431421727E-2]
[null,102.17500000000611,2.6304746918436928E-2,22.755555555555556,16.6636435546875,3.2391585645882182E-2,2.6304746918436928E-2,2.6304746918436928E-2,3.2391585645882182E-2]
[null,102.20000000000611,2.4872247256196897E-2,25.6,14.812127604166665,2.6411906969701304E-2,2.4872247256196897E-2,2.4872247256196897E-2,2.6411906969701304E-2]
[null,102.22500000000612,2.1844725778636085E-2,29.257142857142856,12.960611653645833,2.0773544019051293E-2,2.1844725778636085E-2,2.1844725778636085E-2,2.0773544019051293E-2]
[null,102.25000000000612,1.9778032091171349E-2,34.133333333333333,11.109095703125,1.5617266971609145E-2,1.9778032091171349E-2,1.9778032091171349E-2,1.5617266971609145E-2]
[null,102.27500000000613,1.7961413240720869E-2,40.96,9.2575797526041654,1.1125640917195978E-2,1.7961413240720869E-2,1.7961413240720869E-2,1.1125640917195978E-2]
[null,102.30000000000614,1.5161979088021573E-2,51.2,7.4060638020833327,7.4551934979692758E-3,1.5161979088021573E-2,1.5161979088021573E-2,7.4551934979692758E-3]
[null,102.32500000000614,1.224174607337471E-2,68.266666666666666,5.5545478515625,4.6144696567831656E-3,1.224174607337471E-2,1.224174607337471E-2,4.6144696567831656E-3]
[null,102.35000000000615,9.798483126571245E-3,102.4,3.7030319010416664,2.5438313829155568E-3,9.798483126571245E-3,9.798483126571245E-3,2.5438313829155568E-3]
[null,102.37500000000615,8.0466347185465994E-3,204.8,1.8515159505208332,1.2564003968138504E-3,8.0466347185465994E-3,8.0466347185465994E-3,1.2564003968138504E-3]
[null,102.40000000000616,6.920635677520018E-3,null,null,null,6.920635677520018E-3,6.920635677520018E-3]
[null,102.42500000000616,5.4666783226972031E-3,null,null,null,5.4666783226972031E-3,5.4666783226972031E-3]
[null,102.45000000000617,4.1536529734798842E-3,null,null,null,4.1536529734798842E-3,4.1536529734798842E-3]
[null,102.47500000000618,3.7353604230079456E-3,null,null,null,3.7353604230079456E-3,3.7353604230079456E-3]
[null,102.50000000000618,3.2749472167253458E-3,null,null,null,3.2749472167253458E-3,3.2749472167253458E-3]
[null,102.52500000000619,2.6382365485433908E-3,null,null,null,2.6382365485433908E-3,2.6382365485433908E-3]
[null,102.55000000000619,2.6004869041847791E-3,null,null,null,2.6004869041847791E-3,2.6004869041847791E-3]
[null,102.5750000000062,2.5485645863301248E-3,null,null,null,2.5485645863301248E-3,2.5485645863301248E-3]
[null,102.6000000000062,2.2689523082914114E-3,null,null,null,2.2689523082914114E-3,2.2689523082914114E-3]
[null,102.62500000000621,3.0540124560580872E-3,null,null,null,3.0540124560580872E-3,3.0540124560580872E-3]
[null,102.65000000000622,4.3073006487640633E-3,null,null,null,4.3073006487640633E-3,4.3073006487640633E-3]
[null,102.67500000000622,4.8055959542977634E-3,null,null,null,4.8055959542977634E-3,4.8055959542977634E-3]
[null,102.70000000000623,5.1730258260549384E-3,null,null,null,5.1730258260549384E-3,5.1730258260549384E-3]
[null,102.72500000000623,4.7275800226232951E-3,null,null,null,4.7275800226232951E-3,4.7275800226232951E-3]
[null,102.75000000000624,2.144842074031691E-3,null,null,null,2.144842074031691E-3,2.144842074031691E-3]
[null,102.77500000000624,-1.1780538137737169E-3,null,null,null,-1.1780538137737169E-3,-1.1780538137737169E-3]
[null,102.80000000000625,-3.4704506380352144E-3,null,null,null,-3.4704506380352144E-3,-3.4704506380352144E-3]
[null,102.82500000000626,-4.559892128735552E-3,null,null,null,-4.559892128735552E-3,-4.559892128735552E-3]
[null,102.85000000000626,-4.7605612908524038E-3,null,null,null,-4.7605612908524038E-3,-4.7605612908524038E-3]
[null,102.87500000000627,-5.0091791240493106E-3,null,null,null,-5.0091791240493106E-3,-5.0091791240493106E-3]
[null,102.90000000000627,-6.155973583196239E-3,null,null,null,-6.155973583196239E-3,-6.155973583196239E-3]
[null,102.92500000000628,-8.8038793388911379E-3,null,null,null,-8.8038793388911379E-3,-8.8038793388911379E-3]
[null,102.95000000000628,-1.268361559470923E-2,null,null,null,-1.268361559470923E-2,-1.268361559470923E-2]
[null,102.97500000000629,-1.5857234818682498E-2,null,null,null,-1.5857234818682498E-2,-1.5857234818682498E-2]
[null,103.0000000000063,-1.7140722726875356E-2,null,null,null,-1.7140722726875356E-2,-1.7140722726875356E-2]
[null,103.0250000000063,-1.6415664645405007E-2,null,null,null,-1.6415664645405007E-2,-1.6415664645405007E-2]
[null,103.05000000000631,-1.4578515286619138E-2,null,null,null,-1.4578515286619138E-2,-1.4578515286619138E-2]
[null,103.07500000000631,-1.3128664033463402E-2,null,null,null,-1.3128664033463402E-2,-1.3128664033463402E-2]
[null,103.10000000000632,-1.3164956674004665E-2,null,null,null,-1.3164956674004665E-2,-1.3164956674004665E-2]
[null,103.12500000000632,-1.5278936758087027E-2,null,null,null,-1.5278936758087027E-2,-1.5278936758087027E-2]
[null,103.15000000000633,-1.7287085383072796E-2,null,null,null,-1.7287085383072796E-2,-1.7287085383072796E-2]
[null,103.17500000000634,-1.6594743660046572E-2,null,null,null,-1.6594743660046572E-2,-1.6594743660046572E-2]
[null,103.20000000000634,-1.3639145189105846E-2,null,null,null,-1.3639145189105846E-2,-1.3639145189105846E-2]
[null,103.22500000000635,-9.7798069867306749E-3,null,null,null,-9.7798069867306749E-3,-9.7798069867306749E-3]
[null,103.25000000000635,-5.4321075957582616E-3,null,null,null,-5.4321075957582616E-3,-5.4321075957582616E-3]
[null,103.27500000000636,-4.5988338671265551E-4,null,null,null,-4.5988338671265551E-4,-4.5988338671265551E-4]
[null,103.30000000000636,4.0896772604089799E-3,null,null,null,4.0896772604089799E-3,4.0896772604089799E-3]
[null,103.32500000000637,6.6038035746926304E-3,null,null,null,6.6038035746926304E-3,6.6038035746926304E-3]
[null,103.35000000000637,7.5154905996762675E-3,null,null,null,7.5154905996762675E-3,7.5154905996762675E-3]
[null,103.37500000000638,8.273000129805811E-3,null,null,null,8.273000129805811E-3,8.273000129805811E-3]
[null,103.40000000000639,9.0509077133782093E-3,null,null,null,9.0509077133782093E-3,9.0509077133782093E-3]
[null,103.42500000000639,9.3717134629801718E-3,null,null,null,9.3717134629801718E-3,9.3717134629801718E-3]
[null,103.4500000000064,8.7939452219546708E-3,null,null,null,8.7939452219546708E-3,8.7939452219546708E-3]
[null,103.4750000000064,7.3417097807341753E-3,null,null,null,7.3417097807341753E-3,7.3417097807341753E-3]
[null,103.50000000000641,5.9423238416157374E-3,null,null,null,5.9423238416157374E-3,5.9423238416157374E-3]
[null,103.52500000000641,4.6919496565444611E-3,null,null,null,4.6919496565444611E-3,4.6919496565444611E-3]
[null,103.55000000000642,3.3391878395812305E-3,null,null,null,3.3391878395812305E-3,3.3391878395812305E-3]
[null,103.57500000000643,2.4782310384198611E-3,null,null,null,2.4782310384198611E-3,2.4782310384198611E-3]
[null,103.60000000000643,1.6915814319433526E-3,null,null,null,1.6915814319433526E-3,1.6915814319433526E-3]
[null,103.62500000000644,-2.7073780024212659E-4,null,null,null,-2.7073780024212659E-4,-2.7073780024212659E-4]
[null,103.65000000000644,-3.1182530789139718E-3,null,null,null,-3.1182530789139718E-3,-3.1182530789139718E-3]
[null,103.67500000000645,-5.2497172088045432E-3,null,null,null,-5.2497172088045432E-3,-5.2497172088045432E-3]
[null,103.70000000000645,-7.0413020845751058E-3,null,null,null,-7.0413020845751058E-3,-7.0413020845751058E-3]
[null,103.72500000000646,-9.7272223944135771E-3,null,null,null,-9.7272223944135771E-3,-9.7272223944135771E-3]
[null,103.75000000000647,-1.2561624638729278E-2,null,null,null,-1.2561624638729278E-2,-1.2561624638729278E-2]
[null,103.77500000000647,-1.4917334901599256E-2,null,null,null,-1.4917334901599256E-2,-1.4917334901599256E-2]
[null,103.80000000000648,-1.6022141159828019E-2,null,null,null,-1.6022141159828019E-2,-1.6022141159828019E-2]
[null,103.82500000000648,-1.4423013242840149E-2,null,null,null,-1.4423013242840149E-2,-1.4423013242840149E-2]
[null,103.85000000000649,-1.0510560628577931E-2,null,null,null,-1.0510560628577931E-2,-1.0510560628577931E-2]
[null,103.87500000000649,-6.170940986047195E-3,null,null,null,-6.170940986047195E-3,-6.170940986047195E-3]
[null,103.9000000000065,-3.1448765123037411E-3,null,null,null,-3.1448765123037411E-3,-3.1448765123037411E-3]
[null,103.92500000000651,-2.8324154209284115E-3,null,null,null,-2.8324154209284115E-3,-2.8324154209284115E-3]
[null,103.95000000000651,-5.5563502849104648E-3,null,null,null,-5.5563502849104648E-3,-5.5563502849104648E-3]
[null,103.97500000000652,-1.0195450439352874E-2,null,null,null,-1.0195450439352874E-2,-1.0195450439352874E-2]
[null,104.00000000000652,-1.5677361074685998E-2,null,null,null,-1.5677361074685998E-2,-1.5677361074685998E-2]
[null,104.02500000000653,-2.0982709338334838E-2,null,null,null,-2.0982709338334838E-2,-2.0982709338334838E-2]
[null,104.05000000000653,-2.4471836116210635E-2,null,null,null,-2.4471836116210635E-2,-2.4471836116210635E-2]
[null,104.07500000000654,-2.5784596555642973E-2,null,null,null,-2.5784596555642973E-2,-2.5784596555642973E-2]
[null,104.10000000000655,-2.6130038915247393E-2,null,null,null,-2.6130038915247393E-2,-2.6130038915247393E-2]
[null,104.12500000000655,-2.5908044515440258E-2,null,null,null,-2.5908044515440258E-2,-2.5908044515440258E-2]
[null,104.15000000000656,-2.5270936482580889E-2,null,null,null,-2.5270936482580889E-2,-2.5270936482580889E-2]
[null,104.17500000000656,-2.5007351246532999E-2,null,null,null,-2.5007351246532999E-2,-2.5007351246532999E-2]
[null,104.20000000000657,-2.4476472037447645E-2,null,null,null,-2.4476472037447645E-2,-2.4476472037447645E-2]
[null,104.22500000000657,-2.2856416247446887E-2,null,null,null,-2.2856416247446887E-2,-2.2856416247446887E-2]
[null,104.25000000000658,-2.1187484602118722E-2,null,null,null,-2.1187484602118722E-2,-2.1187484602118722E-2]
[null,104.27500000000659,-1.9998834396946122E-2,null,null,null,-1.9998834396946122E-2,-1.9998834396946122E-2]
[null,104.30000000000659,-1.8555738343307183E-2,null,null,null,-1.8555738343307183E-2,-1.8555738343307183E-2]
[null,104.3250000000066,-1.650096559616622E-2,null,null,null,-1.650096559616622E-2,-1.650096559616622E-2]
[null,104.3500000000066,-1.3831999512566034E-2,null,null,null,-1.3831999512566034E-2,-1.3831999512566034E-2]
[null,104.37500000000661,-1.0594934395091717E-2,null,null,null,-1.0594934395091717E-2,-1.0594934395091717E-2]
[null,104.40000000000661,-7.4736348536505199E-3,null,null,null,-7.4736348536505199E-3,-7.4736348536505199E-3]
[null,104.42500000000662,-5.2189876737477768E-3,null,null,null,-5.2189876737477768E-3,-5.2189876737477768E-3]
[null,104.45000000000663,-3.7981440420465536E-3,null,null,null,-3.7981440420465536E-3,-3.7981440420465536E-3]
[null,104.47500000000663,-2.8679133321147499E-3,null,null,null,-2.8679133321147499E-3,-2.8679133321147499E-3]
[null,104.50000000000664,-2.1147748134372128E-3,null,null,null,-2.1147748134372128E-3,-2.1147748134372128E-3]
[null,104.52500000000664,-1.3836238069124874E-3,null,null,null,-1.3836238069124874E-3,-1.3836238069124874E-3]
[null,104.55000000000665,-4.9154010601691676E-4,null,null,null,-4.9154010601691676E-4,-4.9154010601691676E-4]
[null,104.57500000000665,5.5021762338833789E-4,null,null,null,5.5021762338833789E-4,5.5021762338833789E-4]
[null,104.60000000000666,1.8790051048115999E-3,null,null,null,1.8790051048115999E-3,1.8790051048115999E-3]
[null,104.62500000000666,3.7170816478448287E-3,null,null,null,3.7170816478448287E-3,3.7170816478448287E-3]
[null,104.65000000000667,5.0183185116308053E-3,null,null,null,5.0183185116308053E-3,5.0183185116308053E-3]
[null,104.67500000000668,4.7953969275762939E-3,null,null,null,4.7953969275762939E-3,4.7953969275762939E-3]
[null,104.70000000000668,3.4626357993785403E-3,null,null,null,3.4626357993785403E-3,3.4626357993785403E-3]
[null,104.72500000000669,2.3011388471656006E-3,null,null,null,2.3011388471656006E-3,2.3011388471656006E-3]
[null,104.75000000000669,1.7821805784040746E-3,null,null,null,1.7821805784040746E-3,1.7821805784040746E-3]
[null,104.7750000000067,6.3141247248248763E-4,null,null,null,6.3141247248248763E-4,6.3141247248248763E-4]
[null,104.8000000000067,-1.6714482882854175E-3,null,null,null,-1.6714482882854175E-3,-1.6714482882854175E-3]
[null,104.82500000000671,-3.9903360910442378E-3,null,null,null,-3.9903360910442378E-3,-3.9903360910442378E-3]
[null,104.85000000000672,-4.7465210722488849E-3,null,null,null,-4.7465210722488849E-3,-4.7465210722488849E-3]
[null,104.87500000000672,-2.1619287551623585E-3,null,null,null,-2.1619287551623585E-3,-2.1619287551623585E-3]
[null,104.90000000000673,3.4083292934590829E-3,null,null,null,3.4083292934590829E-3,3.4083292934590829E-3]
[null,104.92500000000673,8.9091809784177297E-3,null,null,null,8.9091809784177297E-3,8.9091809784177297E-3]
[null,104.95000000000674,1.3182043355135451E-2,null,null,null,1.3182043355135451E-2,1.3182043355135451E-2]
[null,104.97500000000674,1.741530171899967E-2,null,null,null,1.741530171899967E-2,1.741530171899967E-2]
[null,105.00000000000675,2.2169240265227666E-2,null,null,null,2.2169240265227666E-2,2.2169240265227666E-2]
[null,105.02500000000676,2.7067422189373417E-2,null,null,null,2.7067422189373417E-2,2.7067422189373417E-2]
[null,105.05000000000676,3.1474196462394723E-2,null,null,null,3.1474196462394723E-2,3.1474196462394723E-2]
[null,105.07500000000677,3.6198994932275803E-2,null,null,null,3.6198994932275803E-2,3.6198994932275803E-2]
[null,105.10000000000677,4.1909390257147953E-2,null,null,null,4.1909390257147953E-2,4.1909390257147953E-2]
[null,105.12500000000678,4.6984664372547925E-2,null,null,null,4.6984664372547925E-2,4.6984664372547925E-2]
[null,105.15000000000678,5.0890759151970805E-2,null,null,null,5.0890759151970805E-2,5.0890759151970805E-2]
[null,105.17500000000679,5.4551282560723946E-2,null,null,null,5.4551282560723946E-2,5.4551282560723946E-2]
[null,105.2000000000068,5.7742385830505415E-2,null,null,null,5.7742385830505415E-2,5.7742385830505415E-2]
[null,105.2250000000068,5.9343500570880586E-2,null,null,null,5.9343500570880586E-2,5.9343500570880586E-2]
[null,105.25000000000681,5.789047040030517E-2,null,null,null,5.789047040030517E-2,5.789047040030517E-2]
[null,105.27500000000681,5.3551513032236861E-2,null,null,null,5.3551513032236861E-2,5.3551513032236861E-2]
[null,105.30000000000682,4.8845655611981335E-2,null,null,null,4.8845655611981335E-2,4.8845655611981335E-2]
[null,105.32500000000682,4.5438518412554606E-2,null,null,null,4.5438518412554606E-2,4.5438518412554606E-2]
[null,105.35000000000683,4.30557873516174E-2,null,null,null,4.30557873516174E-2,4.30557873516174E-2]
[null,105.37500000000684,4.0521660348568279E-2,null,null,null,4.0521660348568279E-2,4.0521660348568279E-2]
[null,105.40000000000684,3.6654772217321399E-2,null,null,null,3.6654772217321399E-2,3.6654772217321399E-2]
[null,105.42500000000685,3.1634069517625776E-2,null,null,null,3.1634069517625776E-2,3.1634069517625776E-2]
[null,105.45000000000685,2.6971657302105767E-2,null,null,null,2.6971657302105767E-2,2.6971657302105767E-2]
[null,105.47500000000686,2.3516438976706498E-2,null,null,null,2.3516438976706498E-2,2.3516438976706498E-2]
[null,105.50000000000686,2.021102713470924E-2,null,null,null,2.021102713470924E-2,2.021102713470924E-2]
[null,105.52500000000687,1.6633950308222546E-2,null,null,null,1.6633950308222546E-2,1.6633950308222546E-2]
[null,105.55000000000688,1.4096644387753763E-2,null,null,null,1.4096644387753763E-2,1.4096644387753763E-2]
[null,105.57500000000688,1.3191050287824491E-2,null,null,null,1.3191050287824491E-2,1.3191050287824491E-2]
[null,105.60000000000689,1.4285657519331784E-2,null,null,null,1.4285657519331784E-2,1.4285657519331784E-2]
[null,105.62500000000689,1.7351723370606122E-2,null,null,null,1.7351723370606122E-2,1.7351723370606122E-2]
[null,105.6500000000069,2.05275943277517E-2,null,null,null,2.05275943277517E-2,2.05275943277517E-2]
[null,105.6750000000069,2.2659323367427271E-2,null,null,null,2.2659323367427271E-2,2.2659323367427271E-2]
[null,105.70000000000691,2.4376601048512886E-2,null,null,null,2.4376601048512886E-2,2.4376601048512886E-2]
[null,105.72500000000692,2.5636247076058171E-2,null,null,null,2.5636247076058171E-2,2.5636247076058171E-2]
[null,105.75000000000692,2.5664989787727823E-2,null,null,null,2.5664989787727823E-2,2.5664989787727823E-2]
[null,105.77500000000693,2.4409184952064674E-2,null,null,null,2.4409184952064674E-2,2.4409184952064674E-2]
[null,105.80000000000693,2.1679554527705588E-2,null,null,null,2.1679554527705588E-2,2.1679554527705588E-2]
[null,105.82500000000694,1.7156087494403734E-2,null,null,null,1.7156087494403734E-2,1.7156087494403734E-2]
[null,105.85000000000694,1.1370987610169414E-2,null,null,null,1.1370987610169414E-2,1.1370987610169414E-2]
[null,105.87500000000695,4.9836153297994528E-3,null,null,null,4.9836153297994528E-3,4.9836153297994528E-3]
[null,105.90000000000695,-1.3984587548710144E-3,null,null,null,-1.3984587548710144E-3,-1.3984587548710144E-3]
[null,105.92500000000696,-6.8443416594479028E-3,null,null,null,-6.8443416594479028E-3,-6.8443416594479028E-3]
[null,105.95000000000697,-1.0762489834086965E-2,null,null,null,-1.0762489834086965E-2,-1.0762489834086965E-2]
[null,105.97500000000697,-1.3665768622495543E-2,null,null,null,-1.3665768622495543E-2,-1.3665768622495543E-2]
[null,106.00000000000698,-1.5601861785968856E-2,null,null,null,-1.5601861785968856E-2,-1.5601861785968856E-2]
[null,106.02500000000698,-1.6185987861833666E-2,null,null,null,-1.6185987861833666E-2,-1.6185987861833666E-2]
[null,106.05000000000699,-1.666944821940888E-2,null,null,null,-1.666944821940888E-2,-1.666944821940888E-2]
[null,106.07500000000699,-1.7373578427866368E-2,null,null,null,-1.7373578427866368E-2,-1.7373578427866368E-2]
[null,106.100000000007,-1.7010916932238683E-2,null,null,null,-1.7010916932238683E-2,-1.7010916932238683E-2]
[null,106.12500000000701,-1.5820412358571328E-2,null,null,null,-1.5820412358571328E-2,-1.5820412358571328E-2]
[null,106.15000000000701,-1.5423180136004636E-2,null,null,null,-1.5423180136004636E-2,-1.5423180136004636E-2]
[null,106.17500000000702,-1.6531960041008043E-2,null,null,null,-1.6531960041008043E-2,-1.6531960041008043E-2]
[null,106.20000000000702,-1.788432449329385E-2,null,null,null,-1.788432449329385E-2,-1.788432449329385E-2]
[null,106.22500000000703,-1.809479531745465E-2,null,null,null,-1.809479531745465E-2,-1.809479531745465E-2]
[null,106.25000000000703,-1.7277681085706317E-2,null,null,null,-1.7277681085706317E-2,-1.7277681085706317E-2]
[null,106.27500000000704,-1.5996180000900702E-2,null,null,null,-1.5996180000900702E-2,-1.5996180000900702E-2]
[null,106.30000000000705,-1.4730043683623489E-2,null,null,null,-1.4730043683623489E-2,-1.4730043683623489E-2]
[null,106.32500000000705,-1.4303406474924948E-2,null,null,null,-1.4303406474924948E-2,-1.4303406474924948E-2]
[null,106.35000000000706,-1.5420001218585062E-2,null,null,null,-1.5420001218585062E-2,-1.5420001218585062E-2]
[null,106.37500000000706,-1.8996415770609315E-2,null,null,null,-1.8996415770609315E-2,-1.8996415770609315E-2]
[null,106.40000000000707,-2.5379549494419642E-2,null,null,null,-2.5379549494419642E-2,-2.5379549494419642E-2]
[null,106.42500000000707,-3.2607480522508038E-2,null,null,null,-3.2607480522508038E-2,-3.2607480522508038E-2]
[null,106.45000000000708,-3.851549854696984E-2,null,null,null,-3.851549854696984E-2,-3.851549854696984E-2]
[null,106.47500000000709,-4.1908330618008062E-2,null,null,null,-4.1908330618008062E-2,-4.1908330618008062E-2]
[null,106.50000000000709,-4.211522516007174E-2,null,null,null,-4.211522516007174E-2,-4.211522516007174E-2]
[null,106.5250000000071,-4.0238736698217425E-2,null,null,null,-4.0238736698217425E-2,-4.0238736698217425E-2]
[null,106.5500000000071,-3.8413905644432797E-2,null,null,null,-3.8413905644432797E-2,-3.8413905644432797E-2]
[null,106.57500000000711,-3.8017600606113582E-2,null,null,null,-3.8017600606113582E-2,-3.8017600606113582E-2]
[null,106.60000000000711,-3.8338273900823068E-2,null,null,null,-3.8338273900823068E-2,-3.8338273900823068E-2]
[null,106.62500000000712,-3.7359299790456366E-2,null,null,null,-3.7359299790456366E-2,-3.7359299790456366E-2]
[null,106.65000000000713,-3.4440788689411826E-2,null,null,null,-3.4440788689411826E-2,-3.4440788689411826E-2]
[null,106.67500000000713,-2.9972025526706879E-2,null,null,null,-2.9972025526706879E-2,-2.9972025526706879E-2]
[null,106.70000000000714,-2.5553197858469302E-2,null,null,null,-2.5553197858469302E-2,-2.5553197858469302E-2]
[null,106.72500000000714,-2.2841581299488451E-2,null,null,null,-2.2841581299488451E-2,-2.2841581299488451E-2]
[null,106.75000000000715,-2.0165065287016497E-2,null,null,null,-2.0165065287016497E-2,-2.0165065287016497E-2]
[null,106.77500000000715,-1.6076447665747444E-2,null,null,null,-1.6076447665747444E-2,-1.6076447665747444E-2]
[null,106.80000000000716,-1.197074336334761E-2,null,null,null,-1.197074336334761E-2,-1.197074336334761E-2]
[null,106.82500000000717,-8.983090808425194E-3,null,null,null,-8.983090808425194E-3,-8.983090808425194E-3]
[null,106.85000000000717,-6.6590372648594595E-3,null,null,null,-6.6590372648594595E-3,-6.6590372648594595E-3]
[null,106.87500000000718,-3.3054118419971914E-3,null,null,null,-3.3054118419971914E-3,-3.3054118419971914E-3]
[null,106.90000000000718,1.1558013918360314E-3,null,null,null,1.1558013918360314E-3,1.1558013918360314E-3]
[null,106.92500000000719,4.4666438844251678E-3,null,null,null,4.4666438844251678E-3,4.4666438844251678E-3]
[null,106.95000000000719,6.2596857640130569E-3,null,null,null,6.2596857640130569E-3,6.2596857640130569E-3]
[null,106.9750000000072,7.5976126330178093E-3,null,null,null,7.5976126330178093E-3,7.5976126330178093E-3]
[null,107.0000000000072,8.3025375708302464E-3,null,null,null,8.3025375708302464E-3,8.3025375708302464E-3]
[null,107.02500000000721,8.5071803797216895E-3,null,null,null,8.5071803797216895E-3,8.5071803797216895E-3]
[null,107.05000000000722,8.0184218264469937E-3,null,null,null,8.0184218264469937E-3,8.0184218264469937E-3]
[null,107.07500000000722,6.3741267911212795E-3,null,null,null,6.3741267911212795E-3,6.3741267911212795E-3]
[null,107.10000000000723,5.5933051999141632E-3,null,null,null,5.5933051999141632E-3,5.5933051999141632E-3]
[null,107.12500000000723,7.4214476260109734E-3,null,null,null,7.4214476260109734E-3,7.4214476260109734E-3]
[null,107.15000000000724,1.0633876133482743E-2,null,null,null,1.0633876133482743E-2,1.0633876133482743E-2]
[null,107.17500000000724,1.2965744515705173E-2,null,null,null,1.2965744515705173E-2,1.2965744515705173E-2]
[null,107.20000000000725,1.3619409410125377E-2,null,null,null,1.3619409410125377E-2,1.3619409410125377E-2]
[null,107.22500000000726,1.3353969805582705E-2,null,null,null,1.3353969805582705E-2,1.3353969805582705E-2]
[null,107.25000000000726,1.2816202942088071E-2,null,null,null,1.2816202942088071E-2,1.2816202942088071E-2]
[null,107.27500000000727,1.2967731339092467E-2,null,null,null,1.2967731339092467E-2,1.2967731339092467E-2]
[null,107.30000000000727,1.4091081282269321E-2,null,null,null,1.4091081282269321E-2,1.4091081282269321E-2]
[null,107.32500000000728,1.4985946535907199E-2,null,null,null,1.4985946535907199E-2,1.4985946535907199E-2]
[null,107.35000000000728,1.5010450691017174E-2,null,null,null,1.5010450691017174E-2,1.5010450691017174E-2]
[null,107.37500000000729,1.4556925139143867E-2,null,null,null,1.4556925139143867E-2,1.4556925139143867E-2]
[null,107.4000000000073,1.3926572305801259E-2,null,null,null,1.3926572305801259E-2,1.3926572305801259E-2]
[null,107.4250000000073,1.3174758336048661E-2,null,null,null,1.3174758336048661E-2,1.3174758336048661E-2]
[null,107.45000000000731,1.3213567619547163E-2,null,null,null,1.3213567619547163E-2,1.3213567619547163E-2]
[null,107.47500000000731,1.462686132237666E-2,null,null,null,1.462686132237666E-2,1.462686132237666E-2]
[null,107.50000000000732,1.7033301809068917E-2,null,null,null,1.7033301809068917E-2,1.7033301809068917E-2]
[null,107.52500000000732,1.9927838574573416E-2,null,null,null,1.9927838574573416E-2,1.9927838574573416E-2]
[null,107.55000000000733,2.1794260464598796E-2,null,null,null,2.1794260464598796E-2,2.1794260464598796E-2]
[null,107.57500000000734,2.116682163889087E-2,null,null,null,2.116682163889087E-2,2.116682163889087E-2]
[null,107.60000000000734,1.8361559470922169E-2,null,null,null,1.8361559470922169E-2,1.8361559470922169E-2]
[null,107.62500000000735,1.5389404138420663E-2,null,null,null,1.5389404138420663E-2,1.5389404138420663E-2]
[null,107.65000000000735,1.3916770643757268E-2,null,null,null,1.3916770643757268E-2,1.3916770643757268E-2]
[null,107.67500000000736,1.3215024623364506E-2,null,null,null,1.3215024623364506E-2,1.3215024623364506E-2]
[null,107.70000000000736,1.1912993030223563E-2,null,null,null,1.1912993030223563E-2,1.1912993030223563E-2]
[null,107.72500000000737,9.93279238755242E-3,null,null,null,9.93279238755242E-3,9.93279238755242E-3]
[null,107.75000000000738,7.8082159120711142E-3,null,null,null,7.8082159120711142E-3,7.8082159120711142E-3]
[null,107.77500000000738,5.4487969122115638E-3,null,null,null,5.4487969122115638E-3,5.4487969122115638E-3]
[null,107.80000000000739,2.1763663384434511E-3,null,null,null,2.1763663384434511E-3,2.1763663384434511E-3]
[null,107.82500000000739,-2.2157054415119092E-3,null,null,null,-2.2157054415119092E-3,-2.2157054415119092E-3]
[null,107.8500000000074,-7.1799823570083271E-3,null,null,null,-7.1799823570083271E-3,-7.1799823570083271E-3]
[null,107.8750000000074,-1.171205895832172E-2,null,null,null,-1.171205895832172E-2,-1.171205895832172E-2]
[null,107.90000000000741,-1.4728586679806184E-2,null,null,null,-1.4728586679806184E-2,-1.4728586679806184E-2]
[null,107.92500000000742,-1.5956840897832256E-2,null,null,null,-1.5956840897832256E-2,-1.5956840897832256E-2]
[null,107.95000000000742,-1.6051016326390027E-2,null,null,null,-1.6051016326390027E-2,-1.6051016326390027E-2]
[null,107.97500000000743,-1.5737495595874826E-2,null,null,null,-1.5737495595874826E-2,-1.5737495595874826E-2]
[null,108.00000000000743,-1.6115124494353456E-2,null,null,null,-1.6115124494353456E-2,-1.6115124494353456E-2]
[null,108.02500000000744,-1.7896245433617577E-2,null,null,null,-1.7896245433617577E-2,-1.7896245433617577E-2]
[null,108.05000000000744,-2.0017907901464148E-2,null,null,null,-2.0017907901464148E-2,-2.0017907901464148E-2]
[null,108.07500000000745,-2.1095163542055751E-2,null,null,null,-2.1095163542055751E-2,-2.1095163542055751E-2]
[null,108.10000000000746,-2.0757800930892984E-2,null,null,null,-2.0757800930892984E-2,-2.0757800930892984E-2]
[null,108.12500000000746,-1.9541335198298208E-2,null,null,null,-1.9541335198298208E-2,-1.9541335198298208E-2]
[null,108.15000000000747,-1.7953598402064175E-2,null,null,null,-1.7953598402064175E-2,-1.7953598402064175E-2]
[null,108.17500000000747,-1.6774352494258082E-2,null,null,null,-1.6774352494258082E-2,-1.6774352494258082E-2]
[null,108.20000000000748,-1.7837700371138607E-2,null,null,null,-1.7837700371138607E-2,-1.7837700371138607E-2]
[null,108.22500000000748,-2.0551303753506743E-2,null,null,null,-2.0551303753506743E-2,-2.0551303753506743E-2]
[null,108.25000000000749,-2.2429646583855871E-2,null,null,null,-2.2429646583855871E-2,-2.2429646583855871E-2]
[null,108.27500000000749,-2.35910110811763E-2,null,null,null,-2.35910110811763E-2,-2.35910110811763E-2]
[null,108.3000000000075,-2.4455279254649815E-2,null,null,null,-2.4455279254649815E-2,-2.4455279254649815E-2]
[null,108.32500000000751,-2.4566143999660919E-2,null,null,null,-2.4566143999660919E-2,-2.4566143999660919E-2]
[null,108.35000000000751,-2.3999766879389227E-2,null,null,null,-2.3999766879389227E-2,-2.3999766879389227E-2]
[null,108.37500000000752,-2.2250037749644361E-2,null,null,null,-2.2250037749644361E-2,-2.2250037749644361E-2]
[null,108.40000000000752,-1.9830484228595943E-2,null,null,null,-1.9830484228595943E-2,-1.9830484228595943E-2]
[null,108.42500000000753,-1.8523154439755524E-2,null,null,null,-1.8523154439755524E-2,-1.8523154439755524E-2]
[null,108.45000000000753,-1.8784355487738658E-2,null,null,null,-1.8784355487738658E-2,-1.8784355487738658E-2]
[null,108.47500000000754,-1.9765713786170126E-2,null,null,null,-1.9765713786170126E-2,-1.9765713786170126E-2]
[null,108.50000000000755,-2.0249968873100245E-2,null,null,null,-2.0249968873100245E-2,-2.0249968873100245E-2]
[null,108.52500000000755,-1.9137082866429851E-2,null,null,null,-1.9137082866429851E-2,-1.9137082866429851E-2]
[null,108.55000000000756,-1.6032737551226944E-2,null,null,null,-1.6032737551226944E-2,-1.6032737551226944E-2]
[null,108.57500000000756,-1.1755769072842244E-2,null,null,null,-1.1755769072842244E-2,-1.1755769072842244E-2]
[null,108.60000000000757,-7.6564226052817383E-3,null,null,null,-7.6564226052817383E-3,-7.6564226052817383E-3]
[null,108.62500000000757,-3.9743090490533739E-3,null,null,null,-3.9743090490533739E-3,-3.9743090490533739E-3]
[null,108.65000000000758,-9.0347482164950226E-4,null,null,null,-9.0347482164950226E-4,-9.0347482164950226E-4]
[null,108.67500000000759,2.3510743416330472E-4,null,null,null,2.3510743416330472E-4,2.3510743416330472E-4]
[null,108.70000000000759,-5.6942358279887253E-4,null,null,null,-5.6942358279887253E-4,-5.6942358279887253E-4]
[null,108.7250000000076,-2.2702768572162705E-3,null,null,null,-2.2702768572162705E-3,-2.2702768572162705E-3]
[null,108.7500000000076,-4.4484975641545226E-3,null,null,null,-4.4484975641545226E-3,-4.4484975641545226E-3]
[null,108.77500000000761,-6.2678979673472081E-3,null,null,null,-6.2678979673472081E-3,-6.2678979673472081E-3]
[null,108.80000000000761,-7.1083242601732372E-3,null,null,null,-7.1083242601732372E-3,-7.1083242601732372E-3]
[null,108.82500000000762,-6.6358576586743635E-3,null,null,null,-6.6358576586743635E-3,-6.6358576586743635E-3]
[null,108.85000000000763,-4.6398948837973143E-3,null,null,null,-4.6398948837973143E-3,-4.6398948837973143E-3]
[null,108.87500000000763,-2.5333322736941729E-3,null,null,null,-2.5333322736941729E-3,-2.5333322736941729E-3]
[null,108.90000000000764,-1.9417887238500464E-3,null,null,null,-1.9417887238500464E-3,-1.9417887238500464E-3]
[null,108.92500000000764,-3.2919014429635819E-3,null,null,null,-3.2919014429635819E-3,-3.2919014429635819E-3]
[null,108.95000000000765,-6.1714708056171477E-3,null,null,null,-6.1714708056171477E-3,-6.1714708056171477E-3]
[null,108.97500000000765,-9.0489208899909024E-3,null,null,null,-9.0489208899909024E-3,-9.0489208899909024E-3]
[null,109.00000000000766,-1.0183926863706595E-2,null,null,null,-1.0183926863706595E-2,-1.0183926863706595E-2]
[null,109.02500000000767,-8.7857330186205448E-3,null,null,null,-8.7857330186205448E-3,-8.7857330186205448E-3]
[null,109.05000000000767,-5.3313094225761167E-3,null,null,null,-5.3313094225761167E-3,-5.3313094225761167E-3]
[null,109.07500000000768,-1.3755440584708818E-3,null,null,null,-1.3755440584708818E-3,-1.3755440584708818E-3]
[null,109.10000000000768,1.8958268761573222E-3,null,null,null,1.8958268761573222E-3,1.8958268761573222E-3]
[null,109.12500000000769,4.2144497691311089E-3,null,null,null,4.2144497691311089E-3,4.2144497691311089E-3]
[null,109.15000000000769,6.1325290672261815E-3,null,null,null,6.1325290672261815E-3,6.1325290672261815E-3]
[null,109.1750000000077,8.3540625240074839E-3,null,null,null,8.3540625240074839E-3,8.3540625240074839E-3]
[null,109.20000000000771,9.9933242734186606E-3,null,null,null,9.9933242734186606E-3,9.9933242734186606E-3]
[null,109.22500000000771,1.0228034342904464E-2,null,null,null,1.0228034342904464E-2,1.0228034342904464E-2]
[null,109.25000000000772,9.9567667230924407E-3,null,null,null,9.9567667230924407E-3,9.9567667230924407E-3]
[null,109.27500000000772,1.0136110647519006E-2,null,null,null,1.0136110647519006E-2,1.0136110647519006E-2]
[null,109.30000000000773,1.1181047294343908E-2,null,null,null,1.1181047294343908E-2,1.1181047294343908E-2]
[null,109.32500000000773,1.2806533734936574E-2,null,null,null,1.2806533734936574E-2,1.2806533734936574E-2]
[null,109.35000000000774,1.4941971511601745E-2,null,null,null,1.4941971511601745E-2,1.4941971511601745E-2]
[null,109.37500000000774,1.8301689859518362E-2,null,null,null,1.8301689859518362E-2,1.8301689859518362E-2]
[null,109.40000000000775,2.2208446913403613E-2,null,null,null,2.2208446913403613E-2,2.2208446913403613E-2]
[null,109.42500000000776,2.5511474567336098E-2,null,null,null,2.5511474567336098E-2,2.5511474567336098E-2]
[null,109.45000000000776,2.8174082816096985E-2,null,null,null,2.8174082816096985E-2,2.8174082816096985E-2]
[null,109.47500000000777,2.9766720443353004E-2,null,null,null,2.9766720443353004E-2,2.9766720443353004E-2]
[null,109.50000000000777,3.0494692532458057E-2,null,null,null,3.0494692532458057E-2,3.0494692532458057E-2]
[null,109.52500000000778,3.1586783121008148E-2,null,null,null,3.1586783121008148E-2,3.1586783121008148E-2]
[null,109.55000000000778,3.3011732854376453E-2,null,null,null,3.3011732854376453E-2,3.3011732854376453E-2]
[null,109.57500000000779,3.4043026647275258E-2,null,null,null,3.4043026647275258E-2,3.4043026647275258E-2]
[null,109.6000000000078,3.4370190231716585E-2,null,null,null,3.4370190231716585E-2,3.4370190231716585E-2]
[null,109.6250000000078,3.3892690344303242E-2,null,null,null,3.3892690344303242E-2,3.3892690344303242E-2]
[null,109.65000000000781,3.2761525562469695E-2,null,null,null,3.2761525562469695E-2,3.2761525562469695E-2]
[null,109.67500000000781,3.1220677798175833E-2,null,null,null,3.1220677798175833E-2,3.1220677798175833E-2]
[null,109.70000000000782,2.9746587299695079E-2,null,null,null,2.9746587299695079E-2,2.9746587299695079E-2]
[null,109.72500000000782,2.8890001509985774E-2,null,null,null,2.8890001509985774E-2,2.8890001509985774E-2]
[null,109.75000000000783,2.7924802708437651E-2,null,null,null,2.7924802708437651E-2,2.7924802708437651E-2]
[null,109.77500000000784,2.5546972478522421E-2,null,null,null,2.5546972478522421E-2,2.5546972478522421E-2]
[null,109.80000000000784,2.2319179203522253E-2,null,null,null,2.2319179203522253E-2,2.2319179203522253E-2]
[null,109.82500000000785,1.9777634726493912E-2,null,null,null,1.9777634726493912E-2,1.9777634726493912E-2]
[null,109.85000000000785,1.8240098334512154E-2,null,null,null,1.8240098334512154E-2,1.8240098334512154E-2]
[null,109.87500000000786,1.6859785899911769E-2,null,null,null,1.6859785899911769E-2,1.6859785899911769E-2]
[null,109.90000000000786,1.4554408496186619E-2,null,null,null,1.4554408496186619E-2,1.4554408496186619E-2]
[null,109.92500000000787,1.1063427349816055E-2,null,null,null,1.1063427349816055E-2,1.1063427349816055E-2]
[null,109.95000000000788,7.8341770709984982E-3,null,null,null,7.8341770709984982E-3,7.8341770709984982E-3]
[null,109.97500000000788,6.036234360388526E-3,null,null,null,6.036234360388526E-3,6.036234360388526E-3]
[null,110.00000000000789,4.5225398490544074E-3,null,null,null,4.5225398490544074E-3,4.5225398490544074E-3]
[null,110.02500000000789,2.8199646610347121E-3,null,null,null,2.8199646610347121E-3,2.8199646610347121E-3]
[null,110.0500000000079,2.224844829093426E-3,null,null,null,2.224844829093426E-3,2.224844829093426E-3]
[null,110.0750000000079,3.5025047220169389E-3,null,null,null,3.5025047220169389E-3,3.5025047220169389E-3]
[null,110.10000000000791,6.5932071832937407E-3,null,null,null,6.5932071832937407E-3,6.5932071832937407E-3]
[null,110.12500000000792,1.0034650199874403E-2,null,null,null,1.0034650199874403E-2,1.0034650199874403E-2]
[null,110.15000000000792,1.1987167770015929E-2,null,null,null,1.1987167770015929E-2,1.1987167770015929E-2]
[null,110.17500000000793,1.2498443655013323E-2,null,null,null,1.2498443655013323E-2,1.2498443655013323E-2]
[null,110.20000000000793,1.2226646215631251E-2,null,null,null,1.2226646215631251E-2,1.2226646215631251E-2]
[null,110.22500000000794,1.0693613289994059E-2,null,null,null,1.0693613289994059E-2,1.0693613289994059E-2]
[null,110.25000000000794,7.3556175444452207E-3,null,null,null,7.3556175444452207E-3,7.3556175444452207E-3]
[null,110.27500000000795,3.1483203395083282E-3,null,null,null,3.1483203395083282E-3,3.1483203395083282E-3]
[null,110.30000000000796,-7.2545544614776615E-4,null,null,null,-7.2545544614776615E-4,-7.2545544614776615E-4]
[null,110.32500000000796,-4.0580205411047069E-3,null,null,null,-4.0580205411047069E-3,-4.0580205411047069E-3]
[null,110.35000000000797,-6.6770511302376321E-3,null,null,null,-6.6770511302376321E-3,-6.6770511302376321E-3]
[null,110.37500000000797,-8.1896860024318618E-3,null,null,null,-8.1896860024318618E-3,-8.1896860024318618E-3]
[null,110.40000000000798,-8.6999022482893481E-3,null,null,null,-8.6999022482893481E-3,-8.6999022482893481E-3]
[null,110.42500000000798,-8.8311650467432952E-3,null,null,null,-8.8311650467432952E-3,-8.8311650467432952E-3]
[null,110.45000000000799,-8.8152704596449818E-3,null,null,null,-8.8152704596449818E-3,-8.8152704596449818E-3]
[null,110.475000000008,-8.6131442937107863E-3,null,null,null,-8.6131442937107863E-3,-8.6131442937107863E-3]
[null,110.500000000008,-8.2822719722798321E-3,null,null,null,-8.2822719722798321E-3,-8.2822719722798321E-3]
[null,110.52500000000801,-7.3231660957860916E-3,null,null,null,-7.3231660957860916E-3,-7.3231660957860916E-3]
[null,110.55000000000801,-5.7000638432581708E-3,null,null,null,-5.7000638432581708E-3,-5.7000638432581708E-3]
[null,110.57500000000802,-4.5812173664258327E-3,null,null,null,-4.5812173664258327E-3,-4.5812173664258327E-3]
[null,110.60000000000802,-4.0802729630424394E-3,null,null,null,-4.0802729630424394E-3,-4.0802729630424394E-3]
[null,110.62500000000803,-2.4980992722928317E-3,null,null,null,-2.4980992722928317E-3,-2.4980992722928317E-3]
[null,110.65000000000803,1.2677257759869946E-3,null,null,null,1.2677257759869946E-3,1.2677257759869946E-3]
[null,110.67500000000804,6.1090845512560546E-3,null,null,null,6.1090845512560546E-3,6.1090845512560546E-3]
[null,110.70000000000805,9.7402029738772582E-3,null,null,null,9.7402029738772582E-3,9.7402029738772582E-3]
[null,110.72500000000805,1.085600298818238E-2,null,null,null,1.085600298818238E-2,1.085600298818238E-2]
[null,110.75000000000806,9.3078702048017565E-3,null,null,null,9.3078702048017565E-3,9.3078702048017565E-3]
[null,110.77500000000806,5.5438995250168049E-3,null,null,null,5.5438995250168049E-3,5.5438995250168049E-3]
[null,110.80000000000807,8.8241449374411947E-4,null,null,null,8.8241449374411947E-4,8.8241449374411947E-4]
[null,110.82500000000807,-2.7933412276449237E-3,null,null,null,-2.7933412276449237E-3,-2.7933412276449237E-3]
[null,110.85000000000808,-4.2409407476283675E-3,null,null,null,-4.2409407476283675E-3,-4.2409407476283675E-3]
[null,110.87500000000809,-4.486379663405678E-3,null,null,null,-4.486379663405678E-3,-4.486379663405678E-3]
[null,110.90000000000809,-5.3983315981742204E-3,null,null,null,-5.3983315981742204E-3,-5.3983315981742204E-3]
[null,110.9250000000081,-7.2264740242710332E-3,null,null,null,-7.2264740242710332E-3,-7.2264740242710332E-3]
[null,110.9500000000081,-9.0513050780556773E-3,null,null,null,-9.0513050780556773E-3,-9.0513050780556773E-3]
[null,110.97500000000811,-9.7629852153848767E-3,null,null,null,-9.7629852153848767E-3,-9.7629852153848767E-3]
[null,111.00000000000811,-9.4751607340120263E-3,null,null,null,-9.4751607340120263E-3,-9.4751607340120263E-3]
[null,111.02500000000812,-9.1079957720398667E-3,null,null,null,-9.1079957720398667E-3,-9.1079957720398667E-3]
[null,111.05000000000813,-8.6984452444719938E-3,null,null,null,-8.6984452444719938E-3,-8.6984452444719938E-3]
[null,111.07500000000813,-8.5138031243459922E-3,null,null,null,-8.5138031243459922E-3,-8.5138031243459922E-3]
[null,111.10000000000814,-8.8754049808337388E-3,null,null,null,-8.8754049808337388E-3,-8.8754049808337388E-3]
[null,111.12500000000814,-9.1101150503196098E-3,null,null,null,-9.1101150503196098E-3,-9.1101150503196098E-3]
[null,111.15000000000815,-8.7628183222203809E-3,null,null,null,-8.7628183222203809E-3,-8.7628183222203809E-3]
[null,111.17500000000815,-8.5573807839740088E-3,null,null,null,-8.5573807839740088E-3,-8.5573807839740088E-3]
[null,111.20000000000816,-9.8476238916836954E-3,null,null,null,-9.8476238916836954E-3,-9.8476238916836954E-3]
[null,111.22500000000817,-1.3049853372434025E-2,null,null,null,-1.3049853372434025E-2,-1.3049853372434025E-2]
[null,111.25000000000817,-1.6756073719094936E-2,null,null,null,-1.6756073719094936E-2,-1.6756073719094936E-2]
[null,111.27500000000818,-1.850182920206523E-2,null,null,null,-1.850182920206523E-2,-1.850182920206523E-2]
[null,111.30000000000818,-1.7255958483338503E-2,null,null,null,-1.7255958483338503E-2,-1.7255958483338503E-2]
[null,111.32500000000819,-1.4535864811238532E-2,null,null,null,-1.4535864811238532E-2,-1.4535864811238532E-2]
[null,111.35000000000819,-1.2101343887339173E-2,null,null,null,-1.2101343887339173E-2,-1.2101343887339173E-2]
[null,111.3750000000082,-1.0786993989196967E-2,null,null,null,-1.0786993989196967E-2,-1.0786993989196967E-2]
[null,111.40000000000821,-1.0373072450177087E-2,null,null,null,-1.0373072450177087E-2,-1.0373072450177087E-2]
[null,111.42500000000821,-9.1849520645744184E-3,null,null,null,-9.1849520645744184E-3,-9.1849520645744184E-3]
[null,111.45000000000822,-6.5222113609210274E-3,null,null,null,-6.5222113609210274E-3,-6.5222113609210274E-3]
[null,111.47500000000822,-4.0887500761615635E-3,null,null,null,-4.0887500761615635E-3,-4.0887500761615635E-3]
[null,111.50000000000823,-3.6478077390744621E-3,null,null,null,-3.6478077390744621E-3,-3.6478077390744621E-3]
[null,111.52500000000823,-4.8102318755347852E-3,null,null,null,-4.8102318755347852E-3,-4.8102318755347852E-3]
[null,111.55000000000824,-5.3219051252096031E-3,null,null,null,-5.3219051252096031E-3,-5.3219051252096031E-3]
[null,111.57500000000825,-4.2556432406943871E-3,null,null,null,-4.2556432406943871E-3,-4.2556432406943871E-3]
[null,111.60000000000825,-2.8598335836730873E-3,null,null,null,-2.8598335836730873E-3,-2.8598335836730873E-3]
[null,111.62500000000826,-1.8727797248646975E-3,null,null,null,-1.8727797248646975E-3,-1.8727797248646975E-3]
[null,111.65000000000826,-1.2200420146918915E-3,null,null,null,-1.2200420146918915E-3,-1.2200420146918915E-3]
[null,111.67500000000827,-6.2863091974027735E-4,null,null,null,-6.2863091974027735E-4,-6.2863091974027735E-4]
[null,111.70000000000827,-2.1192782797817722E-4,null,null,null,-2.1192782797817722E-4,-2.1192782797817722E-4]
[null,111.72500000000828,-9.3619118009362703E-4,null,null,null,-9.3619118009362703E-4,-9.3619118009362703E-4]
[null,111.75000000000828,-3.0326872183677835E-3,null,null,null,-3.0326872183677835E-3,-3.0326872183677835E-3]
[null,111.77500000000829,-5.8725201132754255E-3,null,null,null,-5.8725201132754255E-3,-5.8725201132754255E-3]
[null,111.8000000000083,-8.4650597239110167E-3,null,null,null,-8.4650597239110167E-3,-8.4650597239110167E-3]
[null,111.8250000000083,-9.4176753106729478E-3,null,null,null,-9.4176753106729478E-3,-9.4176753106729478E-3]
[null,111.85000000000831,-8.3324723765321705E-3,null,null,null,-8.3324723765321705E-3,-8.3324723765321705E-3]
[null,111.87500000000831,-6.2684277869171651E-3,null,null,null,-6.2684277869171651E-3,-6.2684277869171651E-3]
[null,111.90000000000832,-4.5081022657733911E-3,null,null,null,-4.5081022657733911E-3,-4.5081022657733911E-3]
[null,111.92500000000832,-3.8308604004906131E-3,null,null,null,-3.8308604004906131E-3,-3.8308604004906131E-3]
[null,111.95000000000833,-4.8230800001059634E-3,null,null,null,-4.8230800001059634E-3,-4.8230800001059634E-3]
[null,111.97500000000834,-7.39376455348131E-3,null,null,null,-7.39376455348131E-3,-7.39376455348131E-3]
[null,112.00000000000834,-1.0293334604900299E-2,null,null,null,-1.0293334604900299E-2,-1.0293334604900299E-2]
[null,112.02500000000835,-1.1532847488787693E-2,null,null,null,-1.1532847488787693E-2,-1.1532847488787693E-2]
[null,112.05000000000835,-9.9084206873349297E-3,null,null,null,-9.9084206873349297E-3,-9.9084206873349297E-3]
[null,112.07500000000836,-6.7567889755143868E-3,null,null,null,-6.7567889755143868E-3,-6.7567889755143868E-3]
[null,112.10000000000836,-4.1280891792300082E-3,null,null,null,-4.1280891792300082E-3,-4.1280891792300082E-3]
[null,112.12500000000837,-2.8959937693218527E-3,null,null,null,-2.8959937693218527E-3,-2.8959937693218527E-3]
[null,112.15000000000838,-2.4750521210001927E-3,null,null,null,-2.4750521210001927E-3,-2.4750521210001927E-3]
[null,112.17500000000838,-1.1593776739331483E-3,null,null,null,-1.1593776739331483E-3,-1.1593776739331483E-3]
[null,112.20000000000839,1.2490496361464078E-3,null,null,null,1.2490496361464078E-3,1.2490496361464078E-3]
[null,112.22500000000839,3.7007896960690101E-3,null,null,null,3.7007896960690101E-3,3.7007896960690101E-3]
[null,112.2500000000084,5.7506616121879694E-3,null,null,null,5.7506616121879694E-3,5.7506616121879694E-3]
[null,112.2750000000084,6.8190427749829806E-3,null,null,null,6.8190427749829806E-3,6.8190427749829806E-3]
[null,112.30000000000841,6.7594380733641164E-3,null,null,null,6.7594380733641164E-3,6.7594380733641164E-3]
[null,112.32500000000842,6.2269694055689332E-3,null,null,null,6.2269694055689332E-3,6.2269694055689332E-3]
[null,112.35000000000842,5.0344780085142008E-3,null,null,null,5.0344780085142008E-3,5.0344780085142008E-3]
[null,112.37500000000843,2.7329417966711427E-3,null,null,null,2.7329417966711427E-3,2.7329417966711427E-3]
[null,112.40000000000843,2.2610050147422396E-4,null,null,null,2.2610050147422396E-4,2.2610050147422396E-4]
[null,112.42500000000844,-1.3626959338997107E-3,null,null,null,-1.3626959338997107E-3,-1.3626959338997107E-3]
[null,112.45000000000844,-1.8552956790564973E-3,null,null,null,-1.8552956790564973E-3,-1.8552956790564973E-3]
[null,112.47500000000845,-9.6665580536548087E-4,null,null,null,-9.6665580536548087E-4,-9.6665580536548087E-4]
[null,112.50000000000846,1.4735606789107976E-3,null,null,null,1.4735606789107976E-3,1.4735606789107976E-3]
[null,112.52500000000846,4.1147112350888903E-3,null,null,null,4.1147112350888903E-3,4.1147112350888903E-3]
[null,112.55000000000847,5.8704008349956417E-3,null,null,null,5.8704008349956417E-3,5.8704008349956417E-3]
[null,112.57500000000847,7.0831578306007901E-3,null,null,null,7.0831578306007901E-3,7.0831578306007901E-3]
[null,112.60000000000848,7.8467602857846767E-3,null,null,null,7.8467602857846767E-3,7.8467602857846767E-3]
[null,112.62500000000848,8.5089022933240079E-3,null,null,null,8.5089022933240079E-3,8.5089022933240079E-3]
[null,112.65000000000849,9.7959664836140079E-3,null,null,null,9.7959664836140079E-3,9.7959664836140079E-3]
[null,112.6750000000085,1.1613909882989349E-2,null,null,null,1.1613909882989349E-2,1.1613909882989349E-2]
[null,112.7000000000085,1.2727855528799664E-2,null,null,null,1.2727855528799664E-2,1.2727855528799664E-2]
[null,112.72500000000851,1.1616029161269128E-2,null,null,null,1.1616029161269128E-2,1.1616029161269128E-2]
[null,112.75000000000851,9.0336885773549831E-3,null,null,null,9.0336885773549831E-3,9.0336885773549831E-3]
[null,112.77500000000852,6.3431323462794795E-3,null,null,null,6.3431323462794795E-3,6.3431323462794795E-3]
[null,112.80000000000852,3.0971927510086467E-3,null,null,null,3.0971927510086467E-3,3.0971927510086467E-3]
[null,112.82500000000853,-7.8969606900370097E-4,null,null,null,-7.8969606900370097E-4,-7.8969606900370097E-4]
[null,112.85000000000854,-4.5580377602407454E-3,null,null,null,-4.5580377602407454E-3,-4.5580377602407454E-3]
[null,112.87500000000854,-7.1162715537223774E-3,null,null,null,-7.1162715537223774E-3,-7.1162715537223774E-3]
[null,112.90000000000855,-7.8280841459440996E-3,null,null,null,-7.8280841459440996E-3,-7.8280841459440996E-3]
[null,112.92500000000855,-7.444627232196078E-3,null,null,null,-7.444627232196078E-3,-7.444627232196078E-3]
[null,112.95000000000856,-6.4844617165624192E-3,null,null,null,-6.4844617165624192E-3,-6.4844617165624192E-3]
[null,112.97500000000856,-4.814470432094352E-3,null,null,null,-4.814470432094352E-3,-4.814470432094352E-3]
[null,113.00000000000857,-2.874403621846584E-3,null,null,null,-2.874403621846584E-3,-2.874403621846584E-3]
[null,113.02500000000857,-1.8394010919581328E-3,null,null,null,-1.8394010919581328E-3,-1.8394010919581328E-3]
[null,113.05000000000858,-2.5374383753612706E-3,null,null,null,-2.5374383753612706E-3,-2.5374383753612706E-3]
[null,113.07500000000859,-4.0809352375048716E-3,null,null,null,-4.0809352375048716E-3,-4.0809352375048716E-3]
[null,113.10000000000859,-5.2101131959511188E-3,null,null,null,-5.2101131959511188E-3,-5.2101131959511188E-3]
[null,113.1250000000086,-6.0614007899609775E-3,null,null,null,-6.0614007899609775E-3,-6.0614007899609775E-3]
[null,113.1500000000086,-7.2270038438409824E-3,null,null,null,-7.2270038438409824E-3,-7.2270038438409824E-3]
[null,113.17500000000861,-8.4192303311107393E-3,null,null,null,-8.4192303311107393E-3,-8.4192303311107393E-3]
[null,113.20000000000861,-8.2768413216878969E-3,null,null,null,-8.2768413216878969E-3,-8.2768413216878969E-3]
[null,113.22500000000862,-6.2767724451438063E-3,null,null,null,-6.2767724451438063E-3,-6.2767724451438063E-3]
[null,113.25000000000863,-3.4226344218476401E-3,null,null,null,-3.4226344218476401E-3,-3.4226344218476401E-3]
[null,113.27500000000863,-1.0877195770980193E-3,null,null,null,-1.0877195770980193E-3,-1.0877195770980193E-3]
[null,113.30000000000864,-7.5088678550519516E-4,null,null,null,-7.5088678550519516E-4,-7.5088678550519516E-4]
[null,113.32500000000864,-2.147093807203957E-3,null,null,null,-2.147093807203957E-3,-2.147093807203957E-3]
[null,113.35000000000865,-3.913247343617132E-3,null,null,null,-3.913247343617132E-3,-3.913247343617132E-3]
[null,113.37500000000865,-6.3265754847186776E-3,null,null,null,-6.3265754847186776E-3,-6.3265754847186776E-3]
[null,113.40000000000866,-9.1954160010808278E-3,null,null,null,-9.1954160010808278E-3,-9.1954160010808278E-3]
[null,113.42500000000867,-1.1029253987554537E-2,null,null,null,-1.1029253987554537E-2,-1.1029253987554537E-2]
[null,113.45000000000867,-1.1081573670086654E-2,null,null,null,-1.1081573670086654E-2,-1.1081573670086654E-2]
[null,113.47500000000868,-9.2983334525427435E-3,null,null,null,-9.2983334525427435E-3,-9.2983334525427435E-3]
[null,113.50000000000868,-6.9718957209122401E-3,null,null,null,-6.9718957209122401E-3,-6.9718957209122401E-3]
[null,113.52500000000869,-6.221273845192013E-3,null,null,null,-6.221273845192013E-3,-6.221273845192013E-3]
[null,113.55000000000869,-7.4350904799370642E-3,null,null,null,-7.4350904799370642E-3,-7.4350904799370642E-3]
[null,113.5750000000087,-9.8951751980862809E-3,null,null,null,-9.8951751980862809E-3,-9.8951751980862809E-3]
[null,113.60000000000871,-1.3002964340493833E-2,null,null,null,-1.3002964340493833E-2,-1.3002964340493833E-2]
[null,113.62500000000871,-1.5879752150405189E-2,null,null,null,-1.5879752150405189E-2,-1.5879752150405189E-2]
[null,113.65000000000872,-1.844593323743601E-2,null,null,null,-1.844593323743601E-2,-1.844593323743601E-2]
[null,113.67500000000872,-2.1164834815503582E-2,null,null,null,-2.1164834815503582E-2,-2.1164834815503582E-2]
[null,113.70000000000873,-2.3193911313502177E-2,null,null,null,-2.3193911313502177E-2,-2.3193911313502177E-2]
[null,113.72500000000873,-2.354730096665579E-2,null,null,null,-2.354730096665579E-2,-2.354730096665579E-2]
[null,113.75000000000874,-2.1828566281752757E-2,null,null,null,-2.1828566281752757E-2,-2.1828566281752757E-2]
[null,113.77500000000875,-1.8009361911800914E-2,null,null,null,-1.8009361911800914E-2,-1.8009361911800914E-2]
[null,113.80000000000875,-1.3378738870477682E-2,null,null,null,-1.3378738870477682E-2,-1.3378738870477682E-2]
[null,113.82500000000876,-8.9726268719187621E-3,null,null,null,-8.9726268719187621E-3,-8.9726268719187621E-3]
[null,113.85000000000876,-4.676187524338557E-3,null,null,null,-4.676187524338557E-3,-4.676187524338557E-3]
[null,113.87500000000877,-9.4970157912722551E-4,null,null,null,-9.4970157912722551E-4,-9.4970157912722551E-4]
[null,113.90000000000877,1.5804517771473069E-3,null,null,null,1.5804517771473069E-3,1.5804517771473069E-3]
[null,113.92500000000878,2.9379819702400043E-3,null,null,null,2.9379819702400043E-3,2.9379819702400043E-3]
[null,113.95000000000879,3.6946967710146232E-3,null,null,null,3.6946967710146232E-3,3.6946967710146232E-3]
[null,113.97500000000879,4.8824197919398451E-3,null,null,null,4.8824197919398451E-3,4.8824197919398451E-3]
[null,114.0000000000088,6.9103041959060838E-3,null,null,null,6.9103041959060838E-3,6.9103041959060838E-3]
[null,114.0250000000088,9.5176787545001394E-3,null,null,null,9.5176787545001394E-3,9.5176787545001394E-3]
[null,114.05000000000881,1.2265587954022236E-2,null,null,null,1.2265587954022236E-2,1.2265587954022236E-2]
[null,114.07500000000881,1.4640371721410283E-2,null,null,null,1.4640371721410283E-2,1.4640371721410283E-2]
[null,114.10000000000882,1.6021876250043046E-2,null,null,null,1.6021876250043046E-2,1.6021876250043046E-2]
[null,114.12500000000882,1.530489791701437E-2,null,null,null,1.530489791701437E-2,1.530489791701437E-2]
[null,114.15000000000883,1.2289562289562291E-2,null,null,null,1.2289562289562291E-2,1.2289562289562291E-2]
[null,114.17500000000884,8.7999056921165535E-3,null,null,null,8.7999056921165535E-3,8.7999056921165535E-3]
[null,114.20000000000884,7.3195898136889396E-3,null,null,null,7.3195898136889396E-3,7.3195898136889396E-3]
[null,114.22500000000885,8.3602879039543117E-3,null,null,null,8.3602879039543117E-3,8.3602879039543117E-3]
[null,114.25000000000885,1.05400980696024E-2,null,null,null,1.05400980696024E-2,1.05400980696024E-2]
[null,114.27500000000886,1.3517551597803365E-2,null,null,null,1.3517551597803365E-2,1.3517551597803365E-2]
[null,114.30000000000886,1.7582724703102362E-2,null,null,null,1.7582724703102362E-2,1.7582724703102362E-2]
[null,114.32500000000887,2.1759424827874879E-2,null,null,null,2.1759424827874879E-2,2.1759424827874879E-2]
[null,114.35000000000888,2.454654067557293E-2,null,null,null,2.454654067557293E-2,2.454654067557293E-2]
[null,114.37500000000888,2.5359151440976765E-2,null,null,null,2.5359151440976765E-2,2.5359151440976765E-2]
[null,114.40000000000889,2.4807079449093612E-2,null,null,null,2.4807079449093612E-2,2.4807079449093612E-2]
[null,114.42500000000889,2.3976189908526652E-2,null,null,null,2.3976189908526652E-2,2.3976189908526652E-2]
[null,114.4500000000089,2.3082914113598613E-2,null,null,null,2.3082914113598613E-2,2.3082914113598613E-2]
[null,114.4750000000089,2.1504846524516081E-2,null,null,null,2.1504846524516081E-2,2.1504846524516081E-2]
[null,114.50000000000891,1.896913006275712E-2,null,null,null,1.896913006275712E-2,1.896913006275712E-2]
[null,114.52500000000892,1.5804915136150365E-2,null,null,null,1.5804915136150365E-2,1.5804915136150365E-2]
[null,114.55000000000892,1.3135154323195241E-2,null,null,null,1.3135154323195241E-2,1.3135154323195241E-2]
[null,114.57500000000893,1.153205275943278E-2,null,null,null,1.153205275943278E-2,1.153205275943278E-2]
[null,114.60000000000893,1.0147369313380322E-2,null,null,null,1.0147369313380322E-2,1.0147369313380322E-2]
[null,114.62500000000894,7.8762977268091398E-3,null,null,null,7.8762977268091398E-3,7.8762977268091398E-3]
[null,114.65000000000894,4.1969657233229297E-3,null,null,null,4.1969657233229297E-3,4.1969657233229297E-3]
[null,114.67500000000895,-1.8543684948090476E-4,null,null,null,-1.8543684948090476E-4,-1.8543684948090476E-4]
[null,114.70000000000896,-4.398297159902192E-3,null,null,null,-4.398297159902192E-3,-4.398297159902192E-3]
[null,114.72500000000896,-7.4875426173616573E-3,null,null,null,-7.4875426173616573E-3,-7.4875426173616573E-3]
[null,114.75000000000897,-7.7468892968499542E-3,null,null,null,-7.7468892968499542E-3,-7.7468892968499542E-3]
[null,114.77500000000897,-5.8199355209583494E-3,null,null,null,-5.8199355209583494E-3,-5.8199355209583494E-3]
[null,114.80000000000898,-4.9409648544188342E-3,null,null,null,-4.9409648544188342E-3,-4.9409648544188342E-3]
[null,114.82500000000898,-6.597975559423235E-3,null,null,null,-6.597975559423235E-3,-6.597975559423235E-3]
[null,114.85000000000899,-9.6302654131135597E-3,null,null,null,-9.6302654131135597E-3,-9.6302654131135597E-3]
[null,114.875000000009,-1.1643579778906291E-2,null,null,null,-1.1643579778906291E-2,-1.1643579778906291E-2]
[null,114.900000000009,-1.1457083290285488E-2,null,null,null,-1.1457083290285488E-2,-1.1457083290285488E-2]
[null,114.92500000000901,-1.1114687393208247E-2,null,null,null,-1.1114687393208247E-2,-1.1114687393208247E-2]
[null,114.95000000000901,-1.1994982608672617E-2,null,null,null,-1.1994982608672617E-2,-1.1994982608672617E-2]
[null,114.97500000000902,-1.2713153035733678E-2,null,null,null,-1.2713153035733678E-2,-1.2713153035733678E-2]
[null,115.00000000000902,-1.254731951034075E-2,null,null,null,-1.254731951034075E-2,-1.254731951034075E-2]
[null,115.02500000000903,-1.1800141461825177E-2,null,null,null,-1.1800141461825177E-2,-1.1800141461825177E-2]
[null,115.05000000000904,-1.067586433440092E-2,null,null,null,-1.067586433440092E-2,-1.067586433440092E-2]
[null,115.07500000000904,-9.5729124446669676E-3,null,null,null,-9.5729124446669676E-3,-9.5729124446669676E-3]
[null,115.10000000000905,-9.0881275381668788E-3,null,null,null,-9.0881275381668788E-3,-9.0881275381668788E-3]
[null,115.12500000000905,-1.0030279188422381E-2,null,null,null,-1.0030279188422381E-2,-1.0030279188422381E-2]
[null,115.15000000000906,-1.1977233653079442E-2,null,null,null,-1.1977233653079442E-2,-1.1977233653079442E-2]
[null,115.17500000000906,-1.3357016268109893E-2,null,null,null,-1.3357016268109893E-2,-1.3357016268109893E-2]
[null,115.20000000000907,-1.4113333704207035E-2,null,null,null,-1.4113333704207035E-2,-1.4113333704207035E-2]
[null,115.22500000000908,-1.5004622675747774E-2,null,null,null,-1.5004622675747774E-2,-1.5004622675747774E-2]
[null,115.25000000000908,-1.6216717396890477E-2,null,null,null,-1.6216717396890477E-2,-1.6216717396890477E-2]
[null,115.27500000000909,-1.805148256761159E-2,null,null,null,-1.805148256761159E-2,-1.805148256761159E-2]
[null,115.30000000000909,-2.0303480649664748E-2,null,null,null,-2.0303480649664748E-2,-2.0303480649664748E-2]
[null,115.3250000000091,-2.2023804793277653E-2,null,null,null,-2.2023804793277653E-2,-2.2023804793277653E-2]
[null,115.3500000000091,-2.253653768209235E-2,null,null,null,-2.253653768209235E-2,-2.253653768209235E-2]
[null,115.37500000000911,-2.2075329746454847E-2,null,null,null,-2.2075329746454847E-2,-2.2075329746454847E-2]
[null,115.40000000000911,-2.1168411097600742E-2,null,null,null,-2.1168411097600742E-2,-2.1168411097600742E-2]
[null,115.42500000000912,-1.9575376105667213E-2,null,null,null,-1.9575376105667213E-2,-1.9575376105667213E-2]
[null,115.45000000000913,-1.7410003523300136E-2,null,null,null,-1.7410003523300136E-2,-1.7410003523300136E-2]
[null,115.47500000000913,-1.5974589853425432E-2,null,null,null,-1.5974589853425432E-2,-1.5974589853425432E-2]
[null,115.50000000000914,-1.595485407444493E-2,null,null,null,-1.595485407444493E-2,-1.595485407444493E-2]
[null,115.52500000000914,-1.7011711661593633E-2,null,null,null,-1.7011711661593633E-2,-1.7011711661593633E-2]
[null,115.55000000000915,-1.9102379684598433E-2,null,null,null,-1.9102379684598433E-2,-1.9102379684598433E-2]
[null,115.57500000000915,-2.1714257709536996E-2,null,null,null,-2.1714257709536996E-2,-2.1714257709536996E-2]
[null,115.60000000000916,-2.3620151157523337E-2,null,null,null,-2.3620151157523337E-2,-2.3620151157523337E-2]
[null,115.62500000000917,-2.3885060942496057E-2,null,null,null,-2.3885060942496057E-2,-2.3885060942496057E-2]
[null,115.65000000000917,-2.1983273596176776E-2,null,null,null,-2.1983273596176776E-2,-2.1983273596176776E-2]
[null,115.67500000000918,-1.864302611745566E-2,null,null,null,-1.864302611745566E-2,-1.864302611745566E-2]
[null,115.70000000000918,-1.4917467356491736E-2,null,null,null,-1.4917467356491736E-2,-1.4917467356491736E-2]
[null,115.72500000000919,-1.0655333826065537E-2,null,null,null,-1.0655333826065537E-2,-1.0655333826065537E-2]
[null,115.75000000000919,-5.9942461594703882E-3,null,null,null,-5.9942461594703882E-3,-5.9942461594703882E-3]
[null,115.7750000000092,-2.0460307242368353E-3,null,null,null,-2.0460307242368353E-3,-2.0460307242368353E-3]
[null,115.80000000000921,4.8730154945731053E-4,null,null,null,4.8730154945731053E-4,4.8730154945731053E-4]
[null,115.82500000000921,1.5322381962822088E-3,null,null,null,1.5322381962822088E-3,1.5322381962822088E-3]
[null,115.85000000000922,1.3066675143779979E-3,null,null,null,1.3066675143779979E-3,1.3066675143779979E-3]
[null,115.87500000000922,5.7392704914342035E-4,null,null,null,5.7392704914342035E-4,5.7392704914342035E-4]
[null,115.90000000000923,-7.708874742704989E-5,null,null,null,-7.708874742704989E-5,-7.708874742704989E-5]
[null,115.92500000000923,-1.0397709060178291E-4,null,null,null,-1.0397709060178291E-4,-1.0397709060178291E-4]
[null,115.95000000000924,1.2140815445300112E-3,null,null,null,1.2140815445300112E-3,1.2140815445300112E-3]
[null,115.97500000000925,3.9221218214137024E-3,null,null,null,3.9221218214137024E-3,3.9221218214137024E-3]
[null,116.00000000000925,7.7349683565262357E-3,null,null,null,7.7349683565262357E-3,7.7349683565262357E-3]
[null,116.02500000000926,1.1588610998524431E-2,null,null,null,1.1588610998524431E-2,1.1588610998524431E-2]
[null,116.05000000000926,1.3500067551995169E-2,null,null,null,1.3500067551995169E-2,1.3500067551995169E-2]
[null,116.07500000000927,1.3044422721842079E-2,null,null,null,1.3044422721842079E-2,1.3044422721842079E-2]
[null,116.10000000000927,1.2209824444285523E-2,null,null,null,1.2209824444285523E-2,1.2209824444285523E-2]
[null,116.12500000000928,1.2154855663903643E-2,null,null,null,1.2154855663903643E-2,1.2154855663903643E-2]
[null,116.15000000000929,1.174715950483061E-2,null,null,null,1.174715950483061E-2,1.174715950483061E-2]
[null,116.17500000000929,1.0222471237420136E-2,null,null,null,1.0222471237420136E-2,1.0222471237420136E-2]
[null,116.2000000000093,7.928617409341249E-3,null,null,null,7.928617409341249E-3,7.928617409341249E-3]
[null,116.2250000000093,5.134613907233871E-3,null,null,null,5.134613907233871E-3,5.134613907233871E-3]
[null,116.25000000000931,1.7114496658162919E-3,null,null,null,1.7114496658162919E-3,1.7114496658162919E-3]
[null,116.27500000000931,-2.3317359273299009E-3,null,null,null,-2.3317359273299009E-3,-2.3317359273299009E-3]
[null,116.30000000000932,-5.8609965376291377E-3,null,null,null,-5.8609965376291377E-3,-5.8609965376291377E-3]
[null,116.32500000000933,-7.9475584589668181E-3,null,null,null,-7.9475584589668181E-3,-7.9475584589668181E-3]
[null,116.35000000000933,-8.9556726456804722E-3,null,null,null,-8.9556726456804722E-3,-8.9556726456804722E-3]
[null,116.37500000000934,-8.5718183672550425E-3,null,null,null,-8.5718183672550425E-3,-8.5718183672550425E-3]
[null,116.40000000000934,-5.9685499103280431E-3,null,null,null,-5.9685499103280431E-3,-5.9685499103280431E-3]
[null,116.42500000000935,-1.230638406090809E-3,null,null,null,-1.230638406090809E-3,-1.230638406090809E-3]
[null,116.45000000000935,4.230874175799414E-3,null,null,null,4.230874175799414E-3,4.230874175799414E-3]
[null,116.47500000000936,7.9686187868721614E-3,null,null,null,7.9686187868721614E-3,7.9686187868721614E-3]
[null,116.50000000000936,9.2221718893630827E-3,null,null,null,9.2221718893630827E-3,9.2221718893630827E-3]
[null,116.52500000000937,9.4111850209410795E-3,null,null,null,9.4111850209410795E-3,9.4111850209410795E-3]
[null,116.55000000000938,9.74020297387726E-3,null,null,null,9.74020297387726E-3,9.74020297387726E-3]
[null,116.57500000000938,1.0454002389486289E-2,null,null,null,1.0454002389486289E-2,1.0454002389486289E-2]
[null,116.60000000000939,1.1882263495166707E-2,null,null,null,1.1882263495166707E-2,1.1882263495166707E-2]
[null,116.62500000000939,1.4599840524309429E-2,null,null,null,1.4599840524309429E-2,1.4599840524309429E-2]
[null,116.6500000000094,1.7951346668891907E-2,null,null,null,1.7951346668891907E-2,1.7951346668891907E-2]
[null,116.6750000000094,2.0607597082813473E-2,null,null,null,2.0607597082813473E-2,2.0607597082813473E-2]
[null,116.70000000000941,2.1302852813474348E-2,null,null,null,2.1302852813474348E-2,2.1302852813474348E-2]
[null,116.72500000000942,1.9382919146884548E-2,null,null,null,1.9382919146884548E-2,1.9382919146884548E-2]
[null,116.75000000000942,1.6091679978383368E-2,null,null,null,1.6091679978383368E-2,1.6091679978383368E-2]
[null,116.77500000000943,1.2725338885842414E-2,null,null,null,1.2725338885842414E-2,1.2725338885842414E-2]
[null,116.80000000000943,9.7451038048992217E-3,null,null,null,9.7451038048992217E-3,9.7451038048992217E-3]
[null,116.82500000000944,7.4809198727373268E-3,null,null,null,7.4809198727373268E-3,7.4809198727373268E-3]
[null,116.85000000000944,5.6591352814799184E-3,null,null,null,5.6591352814799184E-3,5.6591352814799184E-3]
[null,116.87500000000945,4.5487659177667209E-3,null,null,null,4.5487659177667209E-3,4.5487659177667209E-3]
[null,116.90000000000946,4.4245232286144716E-3,null,null,null,4.4245232286144716E-3,4.4245232286144716E-3]
[null,116.92500000000946,4.3809455689864732E-3,null,null,null,4.3809455689864732E-3,4.3809455689864732E-3]
[null,116.95000000000947,4.1988200918177529E-3,null,null,null,4.1988200918177529E-3,4.1988200918177529E-3]
[null,116.97500000000947,3.4911136012630998E-3,null,null,null,3.4911136012630998E-3,3.4911136012630998E-3]
[null,117.00000000000948,1.0445392821474522E-3,null,null,null,1.0445392821474522E-3,1.0445392821474522E-3]
[null,117.02500000000948,-1.908939910513472E-3,null,null,null,-1.908939910513472E-3,-1.908939910513472E-3]
[null,117.05000000000949,-3.347002678237925E-3,null,null,null,-3.347002678237925E-3,-3.347002678237925E-3]
[null,117.0750000000095,-3.9688783984614135E-3,null,null,null,-3.9688783984614135E-3,-3.9688783984614135E-3]
[null,117.1000000000095,-4.8873206229618372E-3,null,null,null,-4.8873206229618372E-3,-4.8873206229618372E-3]
[null,117.12500000000951,-6.0023259079120617E-3,null,null,null,-6.0023259079120617E-3,-6.0023259079120617E-3]
[null,117.15000000000951,-6.6618188176016694E-3,null,null,null,-6.6618188176016694E-3,-6.6618188176016694E-3]
[null,117.17500000000952,-6.0698779030801094E-3,null,null,null,-6.0698779030801094E-3,-6.0698779030801094E-3]
[null,117.20000000000952,-4.2801473958043457E-3,null,null,null,-4.2801473958043457E-3,-4.2801473958043457E-3]
[null,117.22500000000953,-1.8330432571187706E-3,null,null,null,-1.8330432571187706E-3,-1.8330432571187706E-3]
[null,117.25000000000954,6.112793288245577E-4,null,null,null,6.112793288245577E-4,6.112793288245577E-4]
[null,117.27500000000954,2.0151687342875152E-3,null,null,null,2.0151687342875152E-3,2.0151687342875152E-3]
[null,117.30000000000955,2.0074863505233171E-3,null,null,null,2.0074863505233171E-3,2.0074863505233171E-3]
[null,117.32500000000955,1.7854919507162077E-3,null,null,null,1.7854919507162077E-3,1.7854919507162077E-3]
[null,117.35000000000956,2.7159875704328884E-3,null,null,null,2.7159875704328884E-3,2.7159875704328884E-3]
[null,117.37500000000956,4.4137943823230981E-3,null,null,null,4.4137943823230981E-3,4.4137943823230981E-3]
[null,117.40000000000957,5.7489396985856379E-3,null,null,null,5.7489396985856379E-3,5.7489396985856379E-3]
[null,117.42500000000958,6.2329298757308098E-3,null,null,null,6.2329298757308098E-3,6.2329298757308098E-3]
[null,117.45000000000958,6.1629936924980219E-3,null,null,null,6.1629936924980219E-3,6.1629936924980219E-3]
[null,117.47500000000959,7.0002410679043288E-3,null,null,null,7.0002410679043288E-3,7.0002410679043288E-3]
[null,117.50000000000959,9.5040359005740625E-3,null,null,null,9.5040359005740625E-3,9.5040359005740625E-3]
[null,117.5250000000096,1.2762426255738613E-2,null,null,null,1.2762426255738613E-2,1.2762426255738613E-2]
[null,117.5500000000096,1.656785531687183E-2,null,null,null,1.656785531687183E-2,1.656785531687183E-2]
[null,117.57500000000961,2.053872053872053E-2,null,null,null,2.053872053872053E-2,2.053872053872053E-2]
[null,117.60000000000962,2.278568533485921E-2,null,null,null,2.278568533485921E-2,2.278568533485921E-2]
[null,117.62500000000962,2.2656806724469975E-2,null,null,null,2.2656806724469975E-2,2.2656806724469975E-2]
[null,117.65000000000963,2.2074270107314956E-2,null,null,null,2.2074270107314956E-2,2.2074270107314956E-2]
[null,117.67500000000963,2.2641309502049074E-2,null,null,null,2.2641309502049074E-2,2.2641309502049074E-2]
[null,117.70000000000964,2.3768500637108031E-2,null,null,null,2.3768500637108031E-2,2.3768500637108031E-2]
[null,117.72500000000964,2.5135567582459793E-2,null,null,null,2.5135567582459793E-2,2.5135567582459793E-2]
[null,117.75000000000965,2.7516444274902178E-2,null,null,null,2.7516444274902178E-2,2.7516444274902178E-2]
[null,117.77500000000965,3.1087428176334555E-2,null,null,null,3.1087428176334555E-2,3.1087428176334555E-2]
[null,117.80000000000966,3.4883982759671188E-2,null,null,null,3.4883982759671188E-2,3.4883982759671188E-2]
[null,117.82500000000967,3.7554935666658712E-2,null,null,null,3.7554935666658712E-2,3.7554935666658712E-2]
[null,117.85000000000967,3.891736669077344E-2,null,null,null,3.891736669077344E-2,3.891736669077344E-2]
[null,117.87500000000968,3.9445331892224114E-2,null,null,null,3.9445331892224114E-2,3.9445331892224114E-2]
[null,117.90000000000968,3.9254861756828734E-2,null,null,null,3.9254861756828734E-2,3.9254861756828734E-2]
[null,117.92500000000969,3.8688484636557031E-2,null,null,null,3.8688484636557031E-2,3.8688484636557031E-2]
[null,117.95000000000969,3.7753618005388276E-2,null,null,null,3.7753618005388276E-2,3.7753618005388276E-2]
[null,117.9750000000097,3.6176345145660593E-2,null,null,null,3.6176345145660593E-2,3.6176345145660593E-2]
[null,118.00000000000971,3.4195879593204519E-2,null,null,null,3.4195879593204519E-2,3.4195879593204519E-2]
[null,118.02500000000971,3.1747450905594103E-2,null,null,null,3.1747450905594103E-2,3.1747450905594103E-2]
[null,118.05000000000972,2.8633436383239754E-2,null,null,null,2.8633436383239754E-2,2.8633436383239754E-2]
[null,118.07500000000972,2.5253717346557604E-2,null,null,null,2.5253717346557604E-2,2.5253717346557604E-2]
[null,118.10000000000973,2.2460376118912686E-2,null,null,null,2.2460376118912686E-2,2.2460376118912686E-2]
[null,118.12500000000973,2.1024829994145511E-2,null,null,null,2.1024829994145511E-2,2.1024829994145511E-2]
[null,118.15000000000974,2.0948403521180901E-2,null,null,null,2.0948403521180901E-2,2.0948403521180901E-2]
[null,118.17500000000975,2.1187617057011238E-2,null,null,null,2.1187617057011238E-2,2.1187617057011238E-2]
[null,118.20000000000975,2.068018236389596E-2,null,null,null,2.068018236389596E-2,2.068018236389596E-2]
[null,118.22500000000976,1.989393012209693E-2,null,null,null,1.989393012209693E-2,1.989393012209693E-2]
[null,118.25000000000976,1.90148270006649E-2,null,null,null,1.90148270006649E-2,1.90148270006649E-2]
[null,118.27500000000977,1.7025354515519724E-2,null,null,null,1.7025354515519724E-2,1.7025354515519724E-2]
[null,118.30000000000977,1.3706432274488908E-2,null,null,null,1.3706432274488908E-2,1.3706432274488908E-2]
[null,118.32500000000978,9.4656239817529717E-3,null,null,null,9.4656239817529717E-3,9.4656239817529717E-3]
[null,118.35000000000979,4.9324877412997067E-3,null,null,null,4.9324877412997067E-3,4.9324877412997067E-3]
[null,118.37500000000979,8.3751228519131729E-4,null,null,null,8.3751228519131729E-4,8.3751228519131729E-4]
[null,118.4000000000098,-2.3599488194295621E-3,null,null,null,-2.3599488194295621E-3,-2.3599488194295621E-3]
[null,118.4250000000098,-4.2854455915038569E-3,null,null,null,-4.2854455915038569E-3,-4.2854455915038569E-3]
[null,118.45000000000981,-5.0697110099155642E-3,null,null,null,-5.0697110099155642E-3,-5.0697110099155642E-3]
[null,118.47500000000981,-5.2277296966517783E-3,null,null,null,-5.2277296966517783E-3,-5.2277296966517783E-3]
[null,118.50000000000982,-4.9334149255470883E-3,null,null,null,-4.9334149255470883E-3,-4.9334149255470883E-3]
[null,118.52500000000983,-4.2998831747848246E-3,null,null,null,-4.2998831747848246E-3,-4.2998831747848246E-3]
[null,118.55000000000983,-3.5957529663273656E-3,null,null,null,-3.5957529663273656E-3,-3.5957529663273656E-3]
[null,118.57500000000984,-3.0230180112162516E-3,null,null,null,-3.0230180112162516E-3,-3.0230180112162516E-3]
[null,118.60000000000984,-2.3946520012609893E-3,null,null,null,-2.3946520012609893E-3,-2.3946520012609893E-3]
[null,118.62500000000985,-1.3201779134115973E-3,null,null,null,-1.3201779134115973E-3,-1.3201779134115973E-3]
[null,118.65000000000985,-2.1497429050530362E-4,null,null,null,-2.1497429050530362E-4,-2.1497429050530362E-4]
[null,118.67500000000986,5.7286741000351195E-4,null,null,null,5.7286741000351195E-4,5.7286741000351195E-4]
[null,118.70000000000987,1.470779126168548E-3,null,null,null,1.470779126168548E-3,1.470779126168548E-3]
[null,118.72500000000987,2.7183717584976603E-3,null,null,null,2.7183717584976603E-3,2.7183717584976603E-3]
[null,118.75000000000988,4.129546183047365E-3,null,null,null,4.129546183047365E-3,4.129546183047365E-3]
[null,118.77500000000988,5.4351540582854478E-3,null,null,null,5.4351540582854478E-3,5.4351540582854478E-3]
[null,118.80000000000989,6.6974491836805806E-3,null,null,null,6.6974491836805806E-3,6.6974491836805806E-3]
[null,118.82500000000989,7.515358144783814E-3,null,null,null,7.515358144783814E-3,7.515358144783814E-3]
[null,118.8500000000099,7.4686015677360518E-3,null,null,null,7.4686015677360518E-3,7.4686015677360518E-3]
[null,118.8750000000099,7.5561542516696381E-3,null,null,null,7.5561542516696381E-3,7.5561542516696381E-3]
[null,118.90000000000991,8.8270589450762382E-3,null,null,null,8.8270589450762382E-3,8.8270589450762382E-3]
[null,118.92500000000992,1.1255222034136248E-2,null,null,null,1.1255222034136248E-2,1.1255222034136248E-2]
[null,118.95000000000992,1.409267074097921E-2,null,null,null,1.409267074097921E-2,1.409267074097921E-2]
[null,118.97500000000993,1.6099229907255055E-2,null,null,null,1.6099229907255055E-2,1.6099229907255055E-2]
[null,119.00000000000993,1.6238175089473197E-2,null,null,null,1.6238175089473197E-2,1.6238175089473197E-2]
[null,119.02500000000994,1.4286849613364178E-2,null,null,null,1.4286849613364178E-2,1.4286849613364178E-2]
[null,119.05000000000994,1.0726329648438232E-2,null,null,null,1.0726329648438232E-2,1.0726329648438232E-2]
[null,119.07500000000995,6.6954623602932294E-3,null,null,null,6.6954623602932294E-3,6.6954623602932294E-3]
[null,119.10000000000996,3.122491635473585E-3,null,null,null,3.122491635473585E-3,3.122491635473585E-3]
[null,119.12500000000996,4.3842569413015862E-5,null,null,null,4.3842569413015862E-5,4.3842569413015862E-5]
[null,119.15000000000997,-2.4900195238511482E-3,null,null,null,-2.4900195238511482E-3,-2.4900195238511482E-3]
[null,119.17500000000997,-5.2384585429432733E-3,null,null,null,-5.2384585429432733E-3,-5.2384585429432733E-3]
[null,119.20000000000998,-9.5425802742875616E-3,null,null,null,-9.5425802742875616E-3,-9.5425802742875616E-3]
[null,119.22500000000998,-1.4841835612882073E-2,null,null,null,-1.4841835612882073E-2,-1.4841835612882073E-2]
[null,119.25000000000999,-1.9993536201246723E-2,null,null,null,-1.9993536201246723E-2,-1.9993536201246723E-2]
[null,119.27500000001,-2.4716082937955419E-2,null,null,null,-2.4716082937955419E-2,-2.4716082937955419E-2]
[null,119.30000000001,-2.8732777552604484E-2,null,null,null,-2.8732777552604484E-2,-2.8732777552604484E-2]
[null,119.32500000001001,-3.1984942527822129E-2,null,null,null,-3.1984942527822129E-2,-3.1984942527822129E-2]
[null,119.35000000001001,-3.4079319287816462E-2,null,null,null,-3.4079319287816462E-2,-3.4079319287816462E-2]
[null,119.37500000001002,-3.4329791489508252E-2,null,null,null,-3.4329791489508252E-2,-3.4329791489508252E-2]
[null,119.40000000001002,-3.2978089311684965E-2,null,null,null,-3.2978089311684965E-2,-3.2978089311684965E-2]
[null,119.42500000001003,-3.0861857494430302E-2,null,null,null,-3.0861857494430302E-2,-3.0861857494430302E-2]
[null,119.45000000001004,-2.8854371143906949E-2,null,null,null,-2.8854371143906949E-2,-2.8854371143906949E-2]
[null,119.47500000001004,-2.761406353066459E-2,null,null,null,-2.761406353066459E-2,-2.761406353066459E-2]
[null,119.50000000001005,-2.712146378550781E-2,null,null,null,-2.712146378550781E-2,-2.712146378550781E-2]
[null,119.52500000001005,-2.6737741961974829E-2,null,null,null,-2.6737741961974829E-2,-2.6737741961974829E-2]
[null,119.55000000001006,-2.6003412038030471E-2,null,null,null,-2.6003412038030471E-2,-2.6003412038030471E-2]
[null,119.57500000001006,-2.5050663996376076E-2,null,null,null,-2.5050663996376076E-2,-2.5050663996376076E-2]
[null,119.60000000001007,-2.4139904155639793E-2,null,null,null,-2.4139904155639793E-2,-2.4139904155639793E-2]
[null,119.62500000001008,-2.3445972973903696E-2,null,null,null,-2.3445972973903696E-2,-2.3445972973903696E-2]
[null,119.65000000001008,-2.2540113964189482E-2,null,null,null,-2.2540113964189482E-2,-2.2540113964189482E-2]
[null,119.67500000001009,-2.0551701118184221E-2,null,null,null,-2.0551701118184221E-2,-2.0551701118184221E-2]
[null,119.70000000001009,-1.7867237812163046E-2,null,null,null,-1.7867237812163046E-2,-1.7867237812163046E-2]
[null,119.7250000000101,-1.5848360340885884E-2,null,null,null,-1.5848360340885884E-2,-1.5848360340885884E-2]
[null,119.7500000000101,-1.4657723312326041E-2,null,null,null,-1.4657723312326041E-2,-1.4657723312326041E-2]
[null,119.77500000001011,-1.3476887945810076E-2,null,null,null,-1.3476887945810076E-2,-1.3476887945810076E-2]
[null,119.80000000001012,-1.1943060290817953E-2,null,null,null,-1.1943060290817953E-2,-1.1943060290817953E-2]
[null,119.82500000001012,-9.9082882324424693E-3,null,null,null,-9.9082882324424693E-3,-9.9082882324424693E-3]
[null,119.85000000001013,-7.2724358719637944E-3,null,null,null,-7.2724358719637944E-3,-7.2724358719637944E-3]
[null,119.87500000001013,-4.1861044221390099E-3,null,null,null,-4.1861044221390099E-3,-4.1861044221390099E-3]
[null,119.90000000001014,-1.2120947211426941E-3,null,null,null,-1.2120947211426941E-3,-1.2120947211426941E-3]
[null,119.92500000001014,8.2824044271723608E-4,null,null,null,8.2824044271723608E-4,8.2824044271723608E-4]
[null,119.95000000001015,1.7538352314119413E-3,null,null,null,1.7538352314119413E-3,1.7538352314119413E-3]
[null,119.97500000001016,1.9126486475030784E-3,null,null,null,1.9126486475030784E-3,1.9126486475030784E-3]
[null,120.00000000001016,1.447731974875909E-3,null,null,null,1.447731974875909E-3,1.447731974875909E-3]
[null,null,null,null,null,null,0,0]
[null,null,null,null,null,null,0,0]
[null,null,null,null,null,null,0,0]
[null,null,null,null,null,null,0,0]
[null,null,null,null,null,null,0,0]
[null,null,null,null,null,null,0,0]
[null,null,null,null,null,null,0,0]
[null,null,null,null,null,null,0,0]
[null,null,null,null,null,null,0,0]
[null,null,null,null,null,null,0,0]
[null,null,null,null,null,null,0,0]
[null,null,null,null,null,null,0,0]
[null,null,null,null,null,null,0,0]
[null,null,null,null,null,null,0,0]
[null,null,null,null,null,null,0,0]
[null,null,null,null,null,null,0,0]
[null,null,null,null,null,null,0,0]
[null,null,null,null,null,null,0,0]
[null,null,null,null,null,null,0,0]
[null,null,null,null,null,null,0,0]
[null,null,null,null,null,null,0,0]
[null,null,null,null,null,null,0,0]
[null,null,null,null,null,null,0,0]
[null,null,null,null,null,null,0,0]
[null,null,null,null,null,null,0,0]
[null,null,null,null,null,null,0,0]
[null,null,null,null,null,null,0,0]
[null,null,null,null,null,null,0,0]
[null,null,null,null,null,null,0,0]
[null,null,null,null,null,null,0,0]
[null,null,null,null,null,null,0,0]
[null,null,null,null,null,null,0,0]
[null,null,null,null,null,null,0,0]
[null,null,null,null,null,null,0,0]
[null,null,null,null,null,null,0,0]
[null,null,null,null,null,null,0,0]
[null,null,null,null,null,null,0,0]
[null,null,null,null,null,null,0,0]
[null,null,null,null,null,null,0,0]
[null,null,null,null,null,null,0,0]
[null,null,null,null,null,null,0,0]
[null,null,null,null,null,null,0,0]
[null,null,null,null,null,null,0,0]
[null,null,null,null,null,null,0,0]
[null,null,null,null,null,null,0,0]
[null,null,null,null,null,null,0,0]
[null,null,null,null,null,null,0,0]
[null,null,null,null,null,null,0,0]
[null,null,null,null,null,null,0,0]
[null,null,null,null,null,null,0,0]
[null,null,null,null,null,null,0,0]
[null,null,null,null,null,null,0,0]
[null,null,null,null,null,null,0,0]
[null,null,null,null,null,null,0,0]
[null,null,null,null,null,null,0,0]
[null,null,null,null,null,null,0,0]
[null,null,null,null,null,null,0,0]
[null,null,null,null,null,null,0,0]
[null,null,null,null,null,null,0,0]
[null,null,null,null,null,null,0,0]
[null,null,null,null,null,null,0,0]
[null,null,null,null,null,null,0,0]
[null,null,null,null,null,null,0,0]
[null,null,null,null,null,null,0,0]
[null,null,null,null,null,null,0,0]
[null,null,null,null,null,null,0,0]
[null,null,null,null,null,null,0,0]
[null,null,null,null,null,null,0,0]
[null,null,null,null,null,null,0,0]
[null,null,null,null,null,null,0,0]
[null,null,null,null,null,null,0,0]
[null,null,null,null,null,null,0,0]
[null,null,null,null,null,null,0,0]
[null,null,null,null,null,null,0,0]
[null,null,null,null,null,null,0,0]
[null,null,null,null,null,null,0,0]
[null,null,null,null,null,null,0,0]
[null,null,null,null,null,null,0,0]
[null,null,null,null,null,null,0,0]
[null,null,null,null,null,null,0,0]
[null,null,null,null,null,null,0,0]
[null,null,null,null,null,null,0,0]
[null,null,null,null,null,null,0,0]
[null,null,null,null,null,null,0,0]
[null,null,null,null,null,null,0,0]
[null,null,null,null,null,null,0,0]
[null,null,null,null,null,null,0,0]
[null,null,null,null,null,null,0,0]
[null,null,null,null,null,null,0,0]
[null,null,null,null,null,null,0,0]
[null,null,null,null,null,null,0,0]
[null,null,null,null,null,null,0,0]
[null,null,null,null,null,null,0,0]
[null,null,null,null,null,null,0,0]
[null,null,null,null,null,null,0,0]
[null,null,null,null,null,null,0,0]
[null,null,null,null,null,null,0,0]
[null,null,null,null,null,null,0,0]
[null,null,null,null,null,null,0,0]
[null,null,null,null,null,null,0,0]
[null,null,null,null,null,null,0,0]
[null,null,null,null,null,null,0,0]
[null,null,null,null,null,null,0,0]
[null,null,null,null,null,null,0,0]
[null,null,null,null,null,null,0,0]
[null,null,null,null,null,null,0,0]
[null,null,null,null,null,null,0,0]
[null,null,null,null,null,null,0,0]
[null,null,null,null,null,null,0,0]
[null,null,null,null,null,null,0,0]
[null,null,null,null,null,null,0,0]
[null,null,null,null,null,null,0,0]
[null,null,null,null,null,null,0,0]
[null,null,null,null,null,null,0,0]
[null,null,null,null,null,null,0,0]
[null,null,null,null,null,null,0,0]
[null,null,null,null,null,null,0,0]
[null,null,null,null,null,null,0,0]
[null,null,null,null,null,null,0,0]
[null,null,null,null,null,null,0,0]
[null,null,null,null,null,null,0,0]
[null,null,null,null,null,null,0,0]
[null,null,null,null,null,null,0,0]
[null,null,null,null,null,null,0,0]
[null,null,null,null,null,null,0,0]
[null,null,null,null,null,null,0,0]
[null,null,null,null,null,null,0,0]
[null,null,null,null,null,null,0,0]
[null,null,null,null,null,null,0,0]
[null,null,null,null,null,null,0,0]
[null,null,null,null,null,null,0,0]
[null,null,null,null,null,null,0,0]
[null,null,null,null,null,null,0,0]
[null,null,null,null,null,null,0,0]
[null,null,null,null,null,null,0,0]
[null,null,null,null,null,null,0,0]
[null,null,null,null,null,null,0,0]
[null,null,null,null,null,null,0,0]
[null,null,null,null,null,null,0,0]
[null,null,null,null,null,null,0,0]
[null,null,null,null,null,null,0,0]
[null,null,null,null,null,null,0,0]
[null,null,null,null,null,null,0,0]
[null,null,null,null,null,null,0,0]
[null,null,null,null,null,null,0,0]
[null,null,null,null,null,null,0,0]
[null,null,null,null,null,null,0,0]
[null,null,null,null,null,null,0,0]
[null,null,null,null,null,null,0,0]
[null,null,null,null,null,null,0,0]
[null,null,null,null,null,null,0,0]
[null,null,null,null,null,null,0,0]
[null,null,null,null,null,null,0,0]
[null,null,null,null,null,null,0,0]
[null,null,null,null,null,null,0,0]
[null,null,null,null,null,null,0,0]
[null,null,null,null,null,null,0,0]
[null,null,null,null,null,null,0,0]
[null,null,null,null,null,null,0,0]
[null,null,null,null,null,null,0,0]
[null,null,null,null,null,null,0,0]
[null,null,null,null,null,null,0,0]
[null,null,null,null,null,null,0,0]
[null,null,null,null,null,null,0,0]
[null,null,null,null,null,null,0,0]
[null,null,null,null,null,null,0,0]
[null,null,null,null,null,null,0,0]
[null,null,null,null,null,null,0,0]
[null,null,null,null,null,null,0,0]
[null,null,null,null,null,null,0,0]
[null,null,null,null,null,null,0,0]
[null,null,null,null,null,null,0,0]
[null,null,null,null,null,null,0,0]
[null,null,null,null,null,null,0,0]
[null,null,null,null,null,null,0,0]
[null,null,null,null,null,null,0,0]
[null,null,null,null,null,null,0,0]
[null,null,null,null,null,null,0,0]
[null,null,null,null,null,null,0,0]
[null,null,null,null,null,null,0,0]
[null,null,null,null,null,null,0,0]
[null,null,null,null,null,null,0,0]
[null,null,null,null,null,null,0,0]
[null,null,null,null,null,null,0,0]
[null,null,null,null,null,null,0,0]
[null,null,null,null,null,null,0,0]
[null,null,null,null,null,null,0,0]
[null,null,null,null,null,null,0,0]
[null,null,null,null,null,null,0,0]
[null,null,null,null,null,null,0,0]
[null,null,null,null,null,null,0,0]
[null,null,null,null,null,null,0,0]
[null,null,null,null,null,null,0,0]
[null,null,null,null,null,null,0,0]
[null,null,null,null,null,null,0,0]
[null,null,null,null,null,null,0,0]
[null,null,null,null,null,null,0,0]
[null,null,null,null,null,null,0,0]
[null,null,null,null,null,null,0,0]
[null,null,null,null,null,null,0,0]
[null,null,null,null,null,null,0,0]
[null,null,null,null,null,null,0,0]
[null,null,null,null,null,null,0,0]
[null,null,null,null,null,null,0,0]
[null,null,null,null,null,null,0,0]
[null,null,null,null,null,null,0,0]
[null,null,null,null,null,null,0,0]
[null,null,null,null,null,null,0,0]
[null,null,null,null,null,null,0,0]
[null,null,null,null,null,null,0,0]
[null,null,null,null,null,null,0,0]
[null,null,null,null,null,null,0,0]
[null,null,null,null,null,null,0,0]
[null,null,null,null,null,null,0,0]
[null,null,null,null,null,null,0,0]
[null,null,null,null,null,null,0,0]
[null,null,null,null,null,null,0,0]
[null,null,null,null,null,null,0,0]
[null,null,null,null,null,null,0,0]
[null,null,null,null,null,null,0,0]
[null,null,null,null,null,null,0,0]
[null,null,null,null,null,null,0,0]
[null,null,null,null,null,null,0,0]
[null,null,null,null,null,null,0,0]
[null,null,null,null,null,null,0,0]
[null,null,null,null,null,null,0,0]
[null,null,null,null,null,null,0,0]
[null,null,null,null,null,null,0,0]
[null,null,null,null,null,null,0,0]
[null,null,null,null,null,null,0,0]
[null,null,null,null,null,null,0,0]
[null,null,null,null,null,null,0,0]
[null,null,null,null,null,null,0,0]
[null,null,null,null,null,null,0,0]
[null,null,null,null,null,null,0,0]
[null,null,null,null,null,null,0,0]
[null,null,null,null,null,null,0,0]
[null,null,null,null,null,null,0,0]
[null,null,null,null,null,null,0,0]
[null,null,null,null,null,null,0,0]
[null,null,null,null,null,null,0,0]
[null,null,null,null,null,null,0,0]
[null,null,null,null,null,null,0,0]
[null,null,null,null,null,null,0,0]
[null,null,null,null,null,null,0,0]
[null,null,null,null,null,null,0,0]
[null,null,null,null,null,null,0,0]
[null,null,null,null,null,null,0,0]
[null,null,null,null,null,null,0,0]
[null,null,null,null,null,null,0,0]
[null,null,null,null,null,null,0,0]
[null,null,null,null,null,null,0,0]
[null,null,null,null,null,null,0,0]
[null,null,null,null,null,null,0,0]
[null,null,null,null,null,null,0,0]
[null,null,null,null,null,null,0,0]
[null,null,null,null,null,null,0,0]
[null,null,null,null,null,null,0,0]
[null,null,null,null,null,null,0,0]
[null,null,null,null,null,null,0,0]
[null,null,null,null,null,null,0,0]
[null,null,null,null,null,null,0,0]
[null,null,null,null,null,null,0,0]
[null,null,null,null,null,null,0,0]
[null,null,null,null,null,null,0,0]
[null,null,null,null,null,null,0,0]
[null,null,null,null,null,null,0,0]
[null,null,null,null,null,null,0,0]
[null,null,null,null,null,null,0,0]
[null,null,null,null,null,null,0,0]
[null,null,null,null,null,null,0,0]
[null,null,null,null,null,null,0,0]
[null,null,null,null,null,null,0,0]
[null,null,null,null,null,null,0,0]
[null,null,null,null,null,null,0,0]
[null,null,null,null,null,null,0,0]
[null,null,null,null,null,null,0,0]
[null,null,null,null,null,null,0,0]
[null,null,null,null,null,null,0,0]
[null,null,null,null,null,null,0,0]
[null,null,null,null,null,null,0,0]
[null,null,null,null,null,null,0,0]
[null,null,null,null,null,null,0,0]
[null,null,null,null,null,null,0,0]
[null,null,null,null,null,null,0,0]
[null,null,null,null,null,null,0,0]
[null,null,null,null,null,null,0,0]
[null,null,null,null,null,null,0,0]
[null,null,null,null,null,null,0,0]
[null,null,null,null,null,null,0,0]
[null,null,null,null,null,null,0,0]
[null,null,null,null,null,null,0,0]
[null,null,null,null,null,null,0,0]
[null,null,null,null,null,null,0,0]
[null,null,null,null,null,null,0,0]
[null,null,null,null,null,null,0,0]
[null,null,null,null,null,null,0,0]
[null,null,null,null,null,null,0,0]
[null,null,null,null,null,null,0,0]
[null,null,null,null,null,null,0,0]
[null,null,null,null,null,null,0,0]
[null,null,null,null,null,null,0,0]
[null,null,null,null,null,null,0,0]
[null,null,null,null,null,null,0,0]
[null,null,null,null,null,null,0,0]
[null,null,null,null,null,null,0,0]
[null,null,null,null,null,null,0,0]
[null,null,null,null,null,null,0,0]
[null,null,null,null,null,null,0,0]
[null,null,null,null,null,null,0,0]
[null,null,null,null,null,null,0,0]
[null,null,null,null,null,null,0,0]
[null,null,null,null,null,null,0,0]
[null,null,null,null,null,null,0,0]
[null,null,null,null,null,null,0,0]
[null,null,null,null,null,null,0,0]
[null,null,null,null,null,null,0,0]
[null,null,null,null,null,null,0,0]
[null,null,null,null,null,null,0,0]
[null,null,null,null,null,null,0,0]
[null,null,null,null,null,null,0,0]
[null,null,null,null,null,null,0,0]
[null,null,null,null,null,null,0,0]
[null,null,null,null,null,null,0,0]
[null,null,null,null,null,null,0,0]
[null,null,null,null,null,null,0,0]
[null,null,null,null,null,null,0,0]
[null,null,null,null,null,null,0,0]
[null,null,null,null,null,null,0,0]
[null,null,null,null,null,null,0,0]
[null,null,null,null,null,null,0,0]
[null,null,null,null,null,null,0,0]
[null,null,null,null,null,null,0,0]
[null,null,null,null,null,null,0,0]
[null,null,null,null,null,null,0,0]
[null,null,null,null,null,null,0,0]
[null,null,null,null,null,null,0,0]
[null,null,null,null,null,null,0,0]
[null,null,null,null,null,null,0,0]
[null,null,null,null,null,null,0,0]
[null,null,null,null,null,null,0,0]
[null,null,null,null,null,null,0,0]
[null,null,null,null,null,null,0,0]
[null,null,null,null,null,null,0,0]
[null,null,null,null,null,null,0,0]
[null,null,null,null,null,null,0,0]
[null,null,null,null,null,null,0,0]
[null,null,null,null,null,null,0,0]
[null,null,null,null,null,null,0,0]
[null,null,null,null,null,null,0,0]
[null,null,null,null,null,null,0,0]
[null,null,null,null,null,null,0,0]
[null,null,null,null,null,null,0,0]
[null,null,null,null,null,null,0,0]
[null,null,null,null,null,null,0,0]
[null,null,null,null,null,null,0,0]
[null,null,null,null,null,null,0,0]
[null,null,null,null,null,null,0,0]
[null,null,null,null,null,null,0,0]
[null,null,null,null,null,null,0,0]
[null,null,null,null,null,null,0,0]
[null,null,null,null,null,null,0,0]
[null,null,null,null,null,null,0,0]
[null,null,null,null,null,null,0,0]
[null,null,null,null,null,null,0,0]
[null,null,null,null,null,null,0,0]
[null,null,null,null,null,null,0,0]
[null,null,null,null,null,null,0,0]
[null,null,null,null,null,null,0,0]
[null,null,null,null,null,null,0,0]
[null,null,null,null,null,null,0,0]
[null,null,null,null,null,null,0,0]
[null,null,null,null,null,null,0,0]
[null,null,null,null,null,null,0,0]
[null,null,null,null,null,null,0,0]
[null,null,null,null,null,null,0,0]
[null,null,null,null,null,null,0,0]
[null,null,null,null,null,null,0,0]
[null,null,null,null,null,null,0,0]
[null,null,null,null,null,null,0,0]
[null,null,null,null,null,null,0,0]
[null,null,null,null,null,null,0,0]
[null,null,null,null,null,null,0,0]
[null,null,null,null,null,null,0,0]
[null,null,null,null,null,null,0,0]
[null,null,null,null,null,null,0,0]
[null,null,null,null,null,null,0,0]
[null,null,null,null,null,null,0,0]
[null,null,null,null,null,null,0,0]
[null,null,null,null,null,null,0,0]
[null,null,null,null,null,null,0,0]
[null,null,null,null,null,null,0,0]
[null,null,null,null,null,null,0,0]
[null,null,null,null,null,null,0,0]
[null,null,null,null,null,null,0,0]
[null,null,null,null,null,null,0,0]
[null,null,null,null,null,null,0,0]
[null,null,null,null,null,null,0,0]
[null,null,null,null,null,null,0,0]
[null,null,null,null,null,null,0,0]
[null,null,null,null,null,null,0,0]
[null,null,null,null,null,null,0,0]
[null,null,null,null,null,null,0,0]
[null,null,null,null,null,null,0,0]
[null,null,null,null,null,null,0,0]
[null,null,null,null,null,null,0,0]
[null,null,null,null,null,null,0,0]
[null,null,null,null,null,null,0,0]
[null,null,null,null,null,null,0,0]
[null,null,null,null,null,null,0,0]
[null,null,null,null,null,null,0,0]
[null,null,null,null,null,null,0,0]
[null,null,null,null,null,null,0,0]
[null,null,null,null,null,null,0,0]
[null,null,null,null,null,null,0,0]
[null,null,null,null,null,null,0,0]
[null,null,null,null,null,null,0,0]
[null,null,null,null,null,null,0,0]
[null,null,null,null,null,null,0,0]
[null,null,null,null,null,null,0,0]
[null,null,null,null,null,null,0,0]
[null,null,null,null,null,null,0,0]
[null,null,null,null,null,null,0,0]
[null,null,null,null,null,null,0,0]
[null,null,null,null,null,null,0,0]
[null,null,null,null,null,null,0,0]
[null,null,null,null,null,null,0,0]
[null,null,null,null,null,null,0,0]
[null,null,null,null,null,null,0,0]
[null,null,null,null,null,null,0,0]
[null,null,null,null,null,null,0,0]
[null,null,null,null,null,null,0,0]
[null,null,null,null,null,null,0,0]
[null,null,null,null,null,null,0,0]
[null,null,null,null,null,null,0,0]
[null,null,null,null,null,null,0,0]
[null,null,null,null,null,null,0,0]
[null,null,null,null,null,null,0,0]
[null,null,null,null,null,null,0,0]
[null,null,null,null,null,null,0,0]
[null,null,null,null,null,null,0,0]
[null,null,null,null,null,null,0,0]
[null,null,null,null,null,null,0,0]
[null,null,null,null,null,null,0,0]
[null,null,null,null,null,null,0,0]
[null,null,null,null,null,null,0,0]
[null,null,null,null,null,null,0,0]
[null,null,null,null,null,null,0,0]
[null,null,null,null,null,null,0,0]
[null,null,null,null,null,null,0,0]
[null,null,null,null,null,null,0,0]
[null,null,null,null,null,null,0,0]
[null,null,null,null,null,null,0,0]
[null,null,null,null,null,null,0,0]
[null,null,null,null,null,null,0,0]
[null,null,null,null,null,null,0,0]
[null,null,null,null,null,null,0,0]
[null,null,null,null,null,null,0,0]
[null,null,null,null,null,null,0,0]
[null,null,null,null,null,null,0,0]
[null,null,null,null,null,null,0,0]
[null,null,null,null,null,null,0,0]
[null,null,null,null,null,null,0,0]
[null,null,null,null,null,null,0,0]
[null,null,null,null,null,null,0,0]
[null,null,null,null,null,null,0,0]
[null,null,null,null,null,null,0,0]
[null,null,null,null,null,null,0,0]
[null,null,null,null,null,null,0,0]
[null,null,null,null,null,null,0,0]
[null,null,null,null,null,null,0,0]
[null,null,null,null,null,null,0,0]
[null,null,null,null,null,null,0,0]
[null,null,null,null,null,null,0,0]
[null,null,null,null,null,null,0,0]
[null,null,null,null,null,null,0,0]
[null,null,null,null,null,null,0,0]
[null,null,null,null,null,null,0,0]
[null,null,null,null,null,null,0,0]
[null,null,null,null,null,null,0,0]
[null,null,null,null,null,null,0,0]
[null,null,null,null,null,null,0,0]
[null,null,null,null,null,null,0,0]
[null,null,null,null,null,null,0,0]
[null,null,null,null,null,null,0,0]
[null,null,null,null,null,null,0,0]
[null,null,null,null,null,null,0,0]
[null,null,null,null,null,null,0,0]
[null,null,null,null,null,null,0,0]
[null,null,null,null,null,null,0,0]
[null,null,null,null,null,null,0,0]
[null,null,null,null,null,null,0,0]
[null,null,null,null,null,null,0,0]
[null,null,null,null,null,null,0,0]
[null,null,null,null,null,null,0,0]
[null,null,null,null,null,null,0,0]
[null,null,null,null,null,null,0,0]
[null,null,null,null,null,null,0,0]
[null,null,null,null,null,null,0,0]
[null,null,null,null,null,null,0,0]
[null,null,null,null,null,null,0,0]
[null,null,null,null,null,null,0,0]
[null,null,null,null,null,null,0,0]
[null,null,null,null,null,null,0,0]
[null,null,null,null,null,null,0,0]
[null,null,null,null,null,null,0,0]
[null,null,null,null,null,null,0,0]
[null,null,null,null,null,null,0,0]
[null,null,null,null,null,null,0,0]
[null,null,null,null,null,null,0,0]
[null,null,null,null,null,null,0,0]
[null,null,null,null,null,null,0,0]
[null,null,null,null,null,null,0,0]
[null,null,null,null,null,null,0,0]
[null,null,null,null,null,null,0,0]
[null,null,null,null,null,null,0,0]
[null,null,null,null,null,null,0,0]
[null,null,null,null,null,null,0,0]
[null,null,null,null,null,null,0,0]
[null,null,null,null,null,null,0,0]
[null,null,null,null,null,null,0,0]
[null,null,null,null,null,null,0,0]
[null,null,null,null,null,null,0,0]
[null,null,null,null,null,null,0,0]
[null,null,null,null,null,null,0,0]
[null,null,null,null,null,null,0,0]
[null,null,null,null,null,null,0,0]
[null,null,null,null,null,null,0,0]
[null,null,null,null,null,null,0,0]
[null,null,null,null,null,null,0,0]
[null,null,null,null,null,null,0,0]
[null,null,null,null,null,null,0,0]
[null,null,null,null,null,null,0,0]
[null,null,null,null,null,null,0,0]
[null,null,null,null,null,null,0,0]
[null,null,null,null,null,null,0,0]
[null,null,null,null,null,null,0,0]
[null,null,null,null,null,null,0,0]
[null,null,null,null,null,null,0,0]
[null,null,null,null,null,null,0,0]
[null,null,null,null,null,null,0,0]
[null,null,null,null,null,null,0,0]
[null,null,null,null,null,null,0,0]
[null,null,null,null,null,null,0,0]
[null,null,null,null,null,null,0,0]
[null,null,null,null,null,null,0,0]
[null,null,null,null,null,null,0,0]
[null,null,null,null,null,null,0,0]
[null,null,null,null,null,null,0,0]
[null,null,null,null,null,null,0,0]
[null,null,null,null,null,null,0,0]
[null,null,null,null,null,null,0,0]
[null,null,null,null,null,null,0,0]
[null,null,null,null,null,null,0,0]
[null,null,null,null,null,null,0,0]
[null,null,null,null,null,null,0,0]
[null,null,null,null,null,null,0,0]
[null,null,null,null,null,null,0,0]
[null,null,null,null,null,null,0,0]
[null,null,null,null,null,null,0,0]
[null,null,null,null,null,null,0,0]
[null,null,null,null,null,null,0,0]
[null,null,null,null,null,null,0,0]
[null,null,null,null,null,null,0,0]
[null,null,null,null,null,null,0,0]
[null,null,null,null,null,null,0,0]
[null,null,null,null,null,null,0,0]
[null,null,null,null,null,null,0,0]
[null,null,null,null,null,null,0,0]
[null,null,null,null,null,null,0,0]
[null,null,null,null,null,null,0,0]
[null,null,null,null,null,null,0,0]
[null,null,null,null,null,null,0,0]
[null,null,null,null,null,null,0,0]
[null,null,null,null,null,null,0,0]
[null,null,null,null,null,null,0,0]
[null,null,null,null,null,null,0,0]
[null,null,null,null,null,null,0,0]
[null,null,null,null,null,null,0,0]
[null,null,null,null,null,null,0,0]
[null,null,null,null,null,null,0,0]
[null,null,null,null,null,null,0,0]
[null,null,null,null,null,null,0,0]
[null,null,null,null,null,null,0,0]
[null,null,null,null,null,null,0,0]
[null,null,null,null,null,null,0,0]
[null,null,null,null,null,null,0,0]
[null,null,null,null,null,null,0,0]
[null,null,null,null,null,null,0,0]
[null,null,null,null,null,null,0,0]
[null,null,null,null,null,null,0,0]
[null,null,null,null,null,null,0,0]
[null,null,null,null,null,null,0,0]
[null,null,null,null,null,null,0,0]
[null,null,null,null,null,null,0,0]
[null,null,null,null,null,null,0,0]
[null,null,null,null,null,null,0,0]
[null,null,null,null,null,null,0,0]
[null,null,null,null,null,null,0,0]
[null,null,null,null,null,null,0,0]
[null,null,null,null,null,null,0,0]
[null,null,null,null,null,null,0,0]
[null,null,null,null,null,null,0,0]
[null,null,null,null,null,null,0,0]
[null,null,null,null,null,null,0,0]
[null,null,null,null,null,null,0,0]
[null,null,null,null,null,null,0,0]
[null,null,null,null,null,null,0,0]
[null,null,null,null,null,null,0,0]
[null,null,null,null,null,null,0,0]
[null,null,null,null,null,null,0,0]
[null,null,null,null,null,null,0,0]
[null,null,null,null,null,null,0,0]
[null,null,null,null,null,null,0,0]
[null,null,null,null,null,null,0,0]
[null,null,null,null,null,null,0,0]
[null,null,null,null,null,null,0,0]
[null,null,null,null,null,null,0,0]
[null,null,null,null,null,null,0,0]
[null,null,null,null,null,null,0,0]
[null,null,null,null,null,null,0,0]
[null,null,null,null,null,null,0,0]
[null,null,null,null,null,null,0,0]
[null,null,null,null,null,null,0,0]
[null,null,null,null,null,null,0,0]
[null,null,null,null,null,null,0,0]
[null,null,null,null,null,null,0,0]
[null,null,null,null,null,null,0,0]
[null,null,null,null,null,null,0,0]
[null,null,null,null,null,null,0,0]
[null,null,null,null,null,null,0,0]
[null,null,null,null,null,null,0,0]
[null,null,null,null,null,null,0,0]
[null,null,null,null,null,null,0,0]
[null,null,null,null,null,null,0,0]
[null,null,null,null,null,null,0,0]
[null,null,null,null,null,null,0,0]
[null,null,null,null,null,null,0,0]
[null,null,null,null,null,null,0,0]
[null,null,null,null,null,null,0,0]
[null,null,null,null,null,null,0,0]
[null,null,null,null,null,null,0,0]
[null,null,null,null,null,null,0,0]
[null,null,null,null,null,null,0,0]
[null,null,null,null,null,null,0,0]
[null,null,null,null,null,null,0,0]
[null,null,null,null,null,null,0,0]
[null,null,null,null,null,null,0,0]
[null,null,null,null,null,null,0,0]
[null,null,null,null,null,null,0,0]
[null,null,null,null,null,null,0,0]
[null,null,null,null,null,null,0,0]
[null,null,null,null,null,null,0,0]
[null,null,null,null,null,null,0,0]
[null,null,null,null,null,null,0,0]
[null,null,null,null,null,null,0,0]
[null,null,null,null,null,null,0,0]
[null,null,null,null,null,null,0,0]
[null,null,null,null,null,null,0,0]
[null,null,null,null,null,null,0,0]
[null,null,null,null,null,null,0,0]
[null,null,null,null,null,null,0,0]
[null,null,null,null,null,null,0,0]
[null,null,null,null,null,null,0,0]
[null,null,null,null,null,null,0,0]
[null,null,null,null,null,null,0,0]
[null,null,null,null,null,null,0,0]
[null,null,null,null,null,null,0,0]
[null,null,null,null,null,null,0,0]
[null,null,null,null,null,null,0,0]
[null,null,null,null,null,null,0,0]
[null,null,null,null,null,null,0,0]
[null,null,null,null,null,null,0,0]
[null,null,null,null,null,null,0,0]
[null,null,null,null,null,null,0,0]
[null,null,null,null,null,null,0,0]
[null,null,null,null,null,null,0,0]
[null,null,null,null,null,null,0,0]
[null,null,null,null,null,null,0,0]
[null,null,null,null,null,null,0,0]
[null,null,null,null,null,null,0,0]
[null,null,null,null,null,null,0,0]
[null,null,null,null,null,null,0,0]
[null,null,null,null,null,null,0,0]
[null,null,null,null,null,null,0,0]
[null,null,null,null,null,null,0,0]
[null,null,null,null,null,null,0,0]
[null,null,null,null,null,null,0,0]
[null,null,null,null,null,null,0,0]
[null,null,null,null,null,null,0,0]
[null,null,null,null,null,null,0,0]
[null,null,null,null,null,null,0,0]
[null,null,null,null,null,null,0,0]
[null,null,null,null,null,null,0,0]
[null,null,null,null,null,null,0,0]
[null,null,null,null,null,null,0,0]
[null,null,null,null,null,null,0,0]
[null,null,null,null,null,null,0,0]
[null,null,null,null,null,null,0,0]
[null,null,null,null,null,null,0,0]
[null,null,null,null,null,null,0,0]
[null,null,null,null,null,null,0,0]
[null,null,null,null,null,null,0,0]
[null,null,null,null,null,null,0,0]
[null,null,null,null,null,null,0,0]
[null,null,null,null,null,null,0,0]
[null,null,null,null,null,null,0,0]
[null,null,null,null,null,null,0,0]
[null,null,null,null,null,null,0,0]
[null,null,null,null,null,null,0,0]
[null,null,null,null,null,null,0,0]
[null,null,null,null,null,null,0,0]
[null,null,null,null,null,null,0,0]
[null,null,null,null,null,null,0,0]
[null,null,null,null,null,null,0,0]
[null,null,null,null,null,null,0,0]
[null,null,null,null,null,null,0,0]
[null,null,null,null,null,null,0,0]
[null,null,null,null,null,null,0,0]
[null,null,null,null,null,null,0,0]
[null,null,null,null,null,null,0,0]
[null,null,null,null,null,null,0,0]
[null,null,null,null,null,null,0,0]
[null,null,null,null,null,null,0,0]
[null,null,null,null,null,null,0,0]
[null,null,null,null,null,null,0,0]
[null,null,null,null,null,null,0,0]
[null,null,null,null,null,null,0,0]
[null,null,null,null,null,null,0,0]
[null,null,null,null,null,null,0,0]
[null,null,null,null,null,null,0,0]
[null,null,null,null,null,null,0,0]
[null,null,null,null,null,null,0,0]
[null,null,null,null,null,null,0,0]
[null,null,null,null,null,null,0,0]
[null,null,null,null,null,null,0,0]
[null,null,null,null,null,null,0,0]
[null,null,null,null,null,null,0,0]
[null,null,null,null,null,null,0,0]
[null,null,null,null,null,null,0,0]
[null,null,null,null,null,null,0,0]
[null,null,null,null,null,null,0,0]
[null,null,null,null,null,null,0,0]
[null,null,null,null,null,null,0,0]
[null,null,null,null,null,null,0,0]
[null,null,null,null,null,null,0,0]
[null,null,null,null,null,null,0,0]
[null,null,null,null,null,null,0,0]
[null,null,null,null,null,null,0,0]
[null,null,null,null,null,null,0,0]
[null,null,null,null,null,null,0,0]
[null,null,null,null,null,null,0,0]
[null,null,null,null,null,null,0,0]
[null,null,null,null,null,null,0,0]
[null,null,null,null,null,null,0,0]
[null,null,null,null,null,null,0,0]
[null,null,null,null,null,null,0,0]
[null,null,null,null,null,null,0,0]
[null,null,null,null,null,null,0,0]
[null,null,null,null,null,null,0,0]
[null,null,null,null,null,null,0,0]
[null,null,null,null,null,null,0,0]
[null,null,null,null,null,null,0,0]
[null,null,null,null,null,null,0,0]
[null,null,null,null,null,null,0,0]
[null,null,null,null,null,null,0,0]
[null,null,null,null,null,null,0,0]
[null,null,null,null,null,null,0,0]
[null,null,null,null,null,null,0,0]
[null,null,null,null,null,null,0,0]
[null,null,null,null,null,null,0,0]
[null,null,null,null,null,null,0,0]
[null,null,null,null,null,null,0,0]
[null,null,null,null,null,null,0,0]
[null,null,null,null,null,null,0,0]
[null,null,null,null,null,null,0,0]
[null,null,null,null,null,null,0,0]
[null,null,null,null,null,null,0,0]
[null,null,null,null,null,null,0,0]
[null,null,null,null,null,null,0,0]
[null,null,null,null,null,null,0,0]
[null,null,null,null,null,null,0,0]
[null,null,null,null,null,null,0,0]
[null,null,null,null,null,null,0,0]
[null,null,null,null,null,null,0,0]
[null,null,null,null,null,null,0,0]
[null,null,null,null,null,null,0,0]
[null,null,null,null,null,null,0,0]
[null,null,null,null,null,null,0,0]
[null,null,null,null,null,null,0,0]
[null,null,null,null,null,null,0,0]
[null,null,null,null,null,null,0,0]
[null,null,null,null,null,null,0,0]
[null,null,null,null,null,null,0,0]
[null,null,null,null,null,null,0,0]
[null,null,null,null,null,null,0,0]
[null,null,null,null,null,null,0,0]
[null,null,null,null,null,null,0,0]
[null,null,null,null,null,null,0,0]
[null,null,null,null,null,null,0,0]
[null,null,null,null,null,null,0,0]
[null,null,null,null,null,null,0,0]
[null,null,null,null,null,null,0,0]
[null,null,null,null,null,null,0,0]
[null,null,null,null,null,null,0,0]
[null,null,null,null,null,null,0,0]
[null,null,null,null,null,null,0,0]
[null,null,null,null,null,null,0,0]
[null,null,null,null,null,null,0,0]
[null,null,null,null,null,null,0,0]
[null,null,null,null,null,null,0,0]
[null,null,null,null,null,null,0,0]
[null,null,null,null,null,null,0,0]
[null,null,null,null,null,null,0,0]
[null,null,null,null,null,null,0,0]
[null,null,null,null,null,null,0,0]
[null,null,null,null,null,null,0,0]
[null,null,null,null,null,null,0,0]
[null,null,null,null,null,null,0,0]
[null,null,null,null,null,null,0,0]
[null,null,null,null,null,null,0,0]
[null,null,null,null,null,null,0,0]
[null,null,null,null,null,null,0,0]
[null,null,null,null,null,null,0,0]
[null,null,null,null,null,null,0,0]
[null,null,null,null,null,null,0,0]
[null,null,null,null,null,null,0,0]
[null,null,null,null,null,null,0,0]
[null,null,null,null,null,null,0,0]
[null,null,null,null,null,null,0,0]
[null,null,null,null,null,null,0,0]
[null,null,null,null,null,null,0,0]
[null,null,null,null,null,null,0,0]
[null,null,null,null,null,null,0,0]
[null,null,null,null,null,null,0,0]
[null,null,null,null,null,null,0,0]
[null,null,null,null,null,null,0,0]
[null,null,null,null,null,null,0,0]
[null,null,null,null,null,null,0,0]
[null,null,null,null,null,null,0,0]
[null,null,null,null,null,null,0,0]
[null,null,null,null,null,null,0,0]
[null,null,null,null,null,null,0,0]
[null,null,null,null,null,null,0,0]
[null,null,null,null,null,null,0,0]
[null,null,null,null,null,null,0,0]
[null,null,null,null,null,null,0,0]
[null,null,null,null,null,null,0,0]
[null,null,null,null,null,null,0,0]
[null,null,null,null,null,null,0,0]
[null,null,null,null,null,null,0,0]
[null,null,null,null,null,null,0,0]
[null,null,null,null,null,null,0,0]
[null,null,null,null,null,null,0,0]
[null,null,null,null,null,null,0,0]
[null,null,null,null,null,null,0,0]
[null,null,null,null,null,null,0,0]
[null,null,null,null,null,null,0,0]
[null,null,null,null,null,null,0,0]
[null,null,null,null,null,null,0,0]
[null,null,null,null,null,null,0,0]
[null,null,null,null,null,null,0,0]
[null,null,null,null,null,null,0,0]
[null,null,null,null,null,null,0,0]
[null,null,null,null,null,null,0,0]
[null,null,null,null,null,null,0,0]
[null,null,null,null,null,null,0,0]
[null,null,null,null,null,null,0,0]
[null,null,null,null,null,null,0,0]
[null,null,null,null,null,null,0,0]
[null,null,null,null,null,null,0,0]
[null,null,null,null,null,null,0,0]
[null,null,null,null,null,null,0,0]
[null,null,null,null,null,null,0,0]
[null,null,null,null,null,null,0,0]
[null,null,null,null,null,null,0,0]
[null,null,null,null,null,null,0,0]
[null,null,null,null,null,null,0,0]
[null,null,null,null,null,null,0,0]
[null,null,null,null,null,null,0,0]
[null,null,null,null,null,null,0,0]
[null,null,null,null,null,null,0,0]
[null,null,null,null,null,null,0,0]
[null,null,null,null,null,null,0,0]
[null,null,null,null,null,null,0,0]
[null,null,null,null,null,null,0,0]
[null,null,null,null,null,null,0,0]
[null,null,null,null,null,null,0,0]
[null,null,null,null,null,null,0,0]
[null,null,null,null,null,null,0,0]
[null,null,null,null,null,null,0,0]
[null,null,null,null,null,null,0,0]
[null,null,null,null,null,null,0,0]
[null,null,null,null,null,null,0,0]
[null,null,null,null,null,null,0,0]
[null,null,null,null,null,null,0,0]
[null,null,null,null,null,null,0,0]
[null,null,null,null,null,null,0,0]
[null,null,null,null,null,null,0,0]
[null,null,null,null,null,null,0,0]
[null,null,null,null,null,null,0,0]
[null,null,null,null,null,null,0,0]
[null,null,null,null,null,null,0,0]
[null,null,null,null,null,null,0,0]
[null,null,null,null,null,null,0,0]
[null,null,null,null,null,null,0,0]
[null,null,null,null,null,null,0,0]
[null,null,null,null,null,null,0,0]
[null,null,null,null,null,null,0,0]
[null,null,null,null,null,null,0,0]
[null,null,null,null,null,null,0,0]
[null,null,null,null,null,null,0,0]
[null,null,null,null,null,null,0,0]
[null,null,null,null,null,null,0,0]
[null,null,null,null,null,null,0,0]
[null,null,null,null,null,null,0,0]
[null,null,null,null,null,null,0,0]
[null,null,null,null,null,null,0,0]
[null,null,null,null,null,null,0,0]
[null,null,null,null,null,null,0,0]
[null,null,null,null,null,null,0,0]
[null,null,null,null,null,null,0,0]
[null,null,null,null,null,null,0,0]
[null,null,null,null,null,null,0,0]
[null,null,null,null,null,null,0,0]
[null,null,null,null,null,null,0,0]
[null,null,null,null,null,null,0,0]
[null,null,null,null,null,null,0,0]
[null,null,null,null,null,null,0,0]
[null,null,null,null,null,null,0,0]
[null,null,null,null,null,null,0,0]
[null,null,null,null,null,null,0,0]
[null,null,null,null,null,null,0,0]
[null,null,null,null,null,null,0,0]
[null,null,null,null,null,null,0,0]
[null,null,null,null,null,null,0,0]
[null,null,null,null,null,null,0,0]
[null,null,null,null,null,null,0,0]
[null,null,null,null,null,null,0,0]
[null,null,null,null,null,null,0,0]
[null,null,null,null,null,null,0,0]
[null,null,null,null,null,null,0,0]
[null,null,null,null,null,null,0,0]
[null,null,null,null,null,null,0,0]
[null,null,null,null,null,null,0,0]
[null,null,null,null,null,null,0,0]
[null,null,null,null,null,null,0,0]
[null,null,null,null,null,null,0,0]
[null,null,null,null,null,null,0,0]
[null,null,null,null,null,null,0,0]
[null,null,null,null,null,null,0,0]
[null,null,null,null,null,null,0,0]
[null,null,null,null,null,null,0,0]
[null,null,null,null,null,null,0,0]
[null,null,null,null,null,null,0,0]
[null,null,null,null,null,null,0,0]
[null,null,null,null,null,null,0,0]
[null,null,null,null,null,null,0,0]
[null,null,null,null,null,null,0,0]
[null,null,null,null,null,null,0,0]
[null,null,null,null,null,null,0,0]
[null,null,null,null,null,null,0,0]
[null,null,null,null,null,null,0,0]
[null,null,null,null,null,null,0,0]
[null,null,null,null,null,null,0,0]
[null,null,null,null,null,null,0,0]
[null,null,null,null,null,null,0,0]
[null,null,null,null,null,null,0,0]
[null,null,null,null,null,null,0,0]
[null,null,null,null,null,null,0,0]
[null,null,null,null,null,null,0,0]
[null,null,null,null,null,null,0,0]
[null,null,null,null,null,null,0,0]
[null,null,null,null,null,null,0,0]
[null,null,null,null,null,null,0,0]
[null,null,null,null,null,null,0,0]
[null,null,null,null,null,null,0,0]
[null,null,null,null,null,null,0,0]
[null,null,null,null,null,null,0,0]
[null,null,null,null,null,null,0,0]
[null,null,null,null,null,null,0,0]
[null,null,null,null,null,null,0,0]
[null,null,null,null,null,null,0,0]
[null,null,null,null,null,null,0,0]
[null,null,null,null,null,null,0,0]
[null,null,null,null,null,null,0,0]
[null,null,null,null,null,null,0,0]
[null,null,null,null,null,null,0,0]
[null,null,null,null,null,null,0,0]
[null,null,null,null,null,null,0,0]
[null,null,null,null,null,null,0,0]
[null,null,null,null,null,null,0,0]
[null,null,null,null,null,null,0,0]
[null,null,null,null,null,null,0,0]
[null,null,null,null,null,null,0,0]
[null,null,null,null,null,null,0,0]
[null,null,null,null,null,null,0,0]
[null,null,null,null,null,null,0,0]
[null,null,null,null,null,null,0,0]
[null,null,null,null,null,null,0,0]
[null,null,null,null,null,null,0,0]
[null,null,null,null,null,null,0,0]
[null,null,null,null,null,null,0,0]
[null,null,null,null,null,null,0,0]
[null,null,null,null,null,null,0,0]
[null,null,null,null,null,null,0,0]
[null,null,null,null,null,null,0,0]
[null,null,null,null,null,null,0,0]
[null,null,null,null,null,null,0,0]
[null,null,null,null,null,null,0,0]
[null,null,null,null,null,null,0,0]
[null,null,null,null,null,null,0,0]
[null,null,null,null,null,null,0,0]
[null,null,null,null,null,null,0,0]
[null,null,null,null,null,null,0,0]
[null,null,null,null,null,null,0,0]
[null,null,null,null,null,null,0,0]
[null,null,null,null,null,null,0,0]
[null,null,null,null,null,null,0,0]
[null,null,null,null,null,null,0,0]
[null,null,null,null,null,null,0,0]
[null,null,null,null,null,null,0,0]
[null,null,null,null,null,null,0,0]
[null,null,null,null,null,null,0,0]
[null,null,null,null,null,null,0,0]
[null,null,null,null,null,null,0,0]
[null,null,null,null,null,null,0,0]
[null,null,null,null,null,null,0,0]
[null,null,null,null,null,null,0,0]
[null,null,null,null,null,null,0,0]
[null,null,null,null,null,null,0,0]
[null,null,null,null,null,null,0,0]
[null,null,null,null,null,null,0,0]
[null,null,null,null,null,null,0,0]
[null,null,null,null,null,null,0,0]
[null,null,null,null,null,null,0,0]
[null,null,null,null,null,null,0,0]
[null,null,null,null,null,null,0,0]
[null,null,null,null,null,null,0,0]
[null,null,null,null,null,null,0,0]
[null,null,null,null,null,null,0,0]
[null,null,null,null,null,null,0,0]
[null,null,null,null,null,null,0,0]
[null,null,null,null,null,null,0,0]
[null,null,null,null,null,null,0,0]
[null,null,null,null,null,null,0,0]
[null,null,null,null,null,null,0,0]
[null,null,null,null,null,null,0,0]
[null,null,null,null,null,null,0,0]
[null,null,null,null,null,null,0,0]
[null,null,null,null,null,null,0,0]
[null,null,null,null,null,null,0,0]
[null,null,null,null,null,null,0,0]
[null,null,null,null,null,null,0,0]
[null,null,null,null,null,null,0,0]
[null,null,null,null,null,null,0,0]
[null,null,null,null,null,null,0,0]
[null,null,null,null,null,null,0,0]
[null,null,null,null,null,null,0,0]
[null,null,null,null,null,null,0,0]
[null,null,null,null,null,null,0,0]
[null,null,null,null,null,null,0,0]
[null,null,null,null,null,null,0,0]
[null,null,null,null,null,null,0,0]
[null,null,null,null,null,null,0,0]
[null,null,null,null,null,null,0,0]
[null,null,null,null,null,null,0,0]
[null,null,null,null,null,null,0,0]
[null,null,null,null,null,null,0,0]
[null,null,null,null,null,null,0,0]
[null,null,null,null,null,null,0,0]
[null,null,null,null,null,null,0,0]
[null,null,null,null,null,null,0,0]
[null,null,null,null,null,null,0,0]
[null,null,null,null,null,null,0,0]
[null,null,null,null,null,null,0,0]
[null,null,null,null,null,null,0,0]
[null,null,null,null,null,null,0,0]
[null,null,null,null,null,null,0,0]
[null,null,null,null,null,null,0,0]
[null,null,null,null,null,null,0,0]
[null,null,null,null,null,null,0,0]
[null,null,null,null,null,null,0,0]
[null,null,null,null,null,null,0,0]
[null,null,null,null,null,null,0,0]
[null,null,null,null,null,null,0,0]
[null,null,null,null,null,null,0,0]
[null,null,null,null,null,null,0,0]
[null,null,null,null,null,null,0,0]
[null,null,null,null,null,null,0,0]
[null,null,null,null,null,null,0,0]
[null,null,null,null,null,null,0,0]
[null,null,null,null,null,null,0,0]
[null,null,null,null,null,null,0,0]
[null,null,null,null,null,null,0,0]
[null,null,null,null,null,null,0,0]
[null,null,null,null,null,null,0,0]
[null,null,null,null,null,null,0,0]
[null,null,null,null,null,null,0,0]
[null,null,null,null,null,null,0,0]
[null,null,null,null,null,null,0,0]
[null,null,null,null,null,null,0,0]
[null,null,null,null,null,null,0,0]
[null,null,null,null,null,null,0,0]
[null,null,null,null,null,null,0,0]
[null,null,null,null,null,null,0,0]
[null,null,null,null,null,null,0,0]
[null,null,null,null,null,null,0,0]
[null,null,null,null,null,null,0,0]
[null,null,null,null,null,null,0,0]
[null,null,null,null,null,null,0,0]
[null,null,null,null,null,null,0,0]
[null,null,null,null,null,null,0,0]
[null,null,null,null,null,null,0,0]
[null,null,null,null,null,null,0,0]
[null,null,null,null,null,null,0,0]
[null,null,null,null,null,null,0,0]
[null,null,null,null,null,null,0,0]
[null,null,null,null,null,null,0,0]
[null,null,null,null,null,null,0,0]
[null,null,null,null,null,null,0,0]
[null,null,null,null,null,null,0,0]
[null,null,null,null,null,null,0,0]
[null,null,null,null,null,null,0,0]
[null,null,null,null,null,null,0,0]
[null,null,null,null,null,null,0,0]
[null,null,null,null,null,null,0,0]
[null,null,null,null,null,null,0,0]
[null,null,null,null,null,null,0,0]
[null,null,null,null,null,null,0,0]
[null,null,null,null,null,null,0,0]
[null,null,null,null,null,null,0,0]
[null,null,null,null,null,null,0,0]
[null,null,null,null,null,null,0,0]
[null,null,null,null,null,null,0,0]
[null,null,null,null,null,null,0,0]
[null,null,null,null,null,null,0,0]
[null,null,null,null,null,null,0,0]
[null,null,null,null,null,null,0,0]
[null,null,null,null,null,null,0,0]
[null,null,null,null,null,null,0,0]
[null,null,null,null,null,null,0,0]
[null,null,null,null,null,null,0,0]
[null,null,null,null,null,null,0,0]
[null,null,null,null,null,null,0,0]
[null,null,null,null,null,null,0,0]
[null,null,null,null,null,null,0,0]
[null,null,null,null,null,null,0,0]
[null,null,null,null,null,null,0,0]
[null,null,null,null,null,null,0,0]
[null,null,null,null,null,null,0,0]
[null,null,null,null,null,null,0,0]
[null,null,null,null,null,null,0,0]
[null,null,null,null,null,null,0,0]
[null,null,null,null,null,null,0,0]
[null,null,null,null,null,null,0,0]
[null,null,null,null,null,null,0,0]
[null,null,null,null,null,null,0,0]
[null,null,null,null,null,null,0,0]
[null,null,null,null,null,null,0,0]
[null,null,null,null,null,null,0,0]
[null,null,null,null,null,null,0,0]
[null,null,null,null,null,null,0,0]
[null,null,null,null,null,null,0,0]
[null,null,null,null,null,null,0,0]
[null,null,null,null,null,null,0,0]
[null,null,null,null,null,null,0,0]
[null,null,null,null,null,null,0,0]
[null,null,null,null,null,null,0,0]
[null,null,null,null,null,null,0,0]
[null,null,null,null,null,null,0,0]
[null,null,null,null,null,null,0,0]
[null,null,null,null,null,null,0,0]
[null,null,null,null,null,null,0,0]
[null,null,null,null,null,null,0,0]
[null,null,null,null,null,null,0,0]
[null,null,null,null,null,null,0,0]
[null,null,null,null,null,null,0,0]
[null,null,null,null,null,null,0,0]
[null,null,null,null,null,null,0,0]
[null,null,null,null,null,null,0,0]
[null,null,null,null,null,null,0,0]
[null,null,null,null,null,null,0,0]
[null,null,null,null,null,null,0,0]
[null,null,null,null,null,null,0,0]
[null,null,null,null,null,null,0,0]
[null,null,null,null,null,null,0,0]
[null,null,null,null,null,null,0,0]
[null,null,null,null,null,null,0,0]
[null,null,null,null,null,null,0,0]
[null,null,null,null,null,null,0,0]
[null,null,null,null,null,null,0,0]
[null,null,null,null,null,null,0,0]
[null,null,null,null,null,null,0,0]
[null,null,null,null,null,null,0,0]
[null,null,null,null,null,null,0,0]
[null,null,null,null,null,null,0,0]
[null,null,null,null,null,null,0,0]
[null,null,null,null,null,null,0,0]
[null,null,null,null,null,null,0,0]
[null,null,null,null,null,null,0,0]
[null,null,null,null,null,null,0,0]
[null,null,null,null,null,null,0,0]
[null,null,null,null,null,null,0,0]
[null,null,null,null,null,null,0,0]
[null,null,null,null,null,null,0,0]
[null,null,null,null,null,null,0,0]
[null,null,null,null,null,null,0,0]
[null,null,null,null,null,null,0,0]
[null,null,null,null,null,null,0,0]
[null,null,null,null,null,null,0,0]
[null,null,null,null,null,null,0,0]
[null,null,null,null,null,null,0,0]
[null,null,null,null,null,null,0,0]
[null,null,null,null,null,null,0,0]
[null,null,null,null,null,null,0,0]
[null,null,null,null,null,null,0,0]
[null,null,null,null,null,null,0,0]
[null,null,null,null,null,null,0,0]
[null,null,null,null,null,null,0,0]
[null,null,null,null,null,null,0,0]
[null,null,null,null,null,null,0,0]
[null,null,null,null,null,null,0,0]
[null,null,null,null,null,null,0,0]
[null,null,null,null,null,null,0,0]
[null,null,null,null,null,null,0,0]
[null,null,null,null,null,null,0,0]
[null,null,null,null,null,null,0,0]
[null,null,null,null,null,null,0,0]
[null,null,null,null,null,null,0,0]
[null,null,null,null,null,null,0,0]
[null,null,null,null,null,null,0,0]
[null,null,null,null,null,null,0,0]
[null,null,null,null,null,null,0,0]
[null,null,null,null,null,null,0,0]
[null,null,null,null,null,null,0,0]
[null,null,null,null,null,null,0,0]
[null,null,null,null,null,null,0,0]
[null,null,null,null,null,null,0,0]
[null,null,null,null,null,null,0,0]
[null,null,null,null,null,null,0,0]
[null,null,null,null,null,null,0,0]
[null,null,null,null,null,null,0,0]
[null,null,null,null,null,null,0,0]
[null,null,null,null,null,null,0,0]
[null,null,null,null,null,null,0,0]
[null,null,null,null,null,null,0,0]
[null,null,null,null,null,null,0,0]
[null,null,null,null,null,null,0,0]
[null,null,null,null,null,null,0,0]
[null,null,null,null,null,null,0,0]
[null,null,null,null,null,null,0,0]
[null,null,null,null,null,null,0,0]
[null,null,null,null,null,null,0,0]
[null,null,null,null,null,null,0,0]
[null,null,null,null,null,null,0,0]
[null,null,null,null,null,null,0,0]
[null,null,null,null,null,null,0,0]
[null,null,null,null,null,null,0,0]
[null,null,null,null,null,null,0,0]
[null,null,null,null,null,null,0,0]
[null,null,null,null,null,null,0,0]
[null,null,null,null,null,null,0,0]
[null,null,null,null,null,null,0,0]
[null,null,null,null,null,null,0,0]
[null,null,null,null,null,null,0,0]
[null,null,null,null,null,null,0,0]
[null,null,null,null,null,null,0,0]
[null,null,null,null,null,null,0,0]
[null,null,null,null,null,null,0,0]
[null,null,null,null,null,null,0,0]
[null,null,null,null,null,null,0,0]
[null,null,null,null,null,null,0,0]
[null,null,null,null,null,null,0,0]
[null,null,null,null,null,null,0,0]
[null,null,null,null,null,null,0,0]
[null,null,null,null,null,null,0,0]
[null,null,null,null,null,null,0,0]
[null,null,null,null,null,null,0,0]
[null,null,null,null,null,null,0,0]
[null,null,null,null,null,null,0,0]
[null,null,null,null,null,null,0,0]
[null,null,null,null,null,null,0,0]
[null,null,null,null,null,null,0,0]
[null,null,null,null,null,null,0,0]
[null,null,null,null,null,null,0,0]
[null,null,null,null,null,null,0,0]
[null,null,null,null,null,null,0,0]
[null,null,null,null,null,null,0,0]
[null,null,null,null,null,null,0,0]
[null,null,null,null,null,null,0,0]
[null,null,null,null,null,null,0,0]
[null,null,null,null,null,null,0,0]
[null,null,null,null,null,null,0,0]
[null,null,null,null,null,null,0,0]
[null,null,null,null,null,null,0,0]
[null,null,null,null,null,null,0,0]
[null,null,null,null,null,null,0,0]
[null,null,null,null,null,null,0,0]
[null,null,null,null,null,null,0,0]
[null,null,null,null,null,null,0,0]
[null,null,null,null,null,null,0,0]
[null,null,null,null,null,null,0,0]
[null,null,null,null,null,null,0,0]
[null,null,null,null,null,null,0,0]
[null,null,null,null,null,null,0,0]
[null,null,null,null,null,null,0,0]
[null,null,null,null,null,null,0,0]
[null,null,null,null,null,null,0,0]
[null,null,null,null,null,null,0,0]
[null,null,null,null,null,null,0,0]
[null,null,null,null,null,null,0,0]
[null,null,null,null,null,null,0,0]
[null,null,null,null,null,null,0,0]
[null,null,null,null,null,null,0,0]
[null,null,null,null,null,null,0,0]
[null,null,null,null,null,null,0,0]
[null,null,null,null,null,null,0,0]
[null,null,null,null,null,null,0,0]
[null,null,null,null,null,null,0,0]
[null,null,null,null,null,null,0,0]
[null,null,null,null,null,null,0,0]
[null,null,null,null,null,null,0,0]
[null,null,null,null,null,null,0,0]
[null,null,null,null,null,null,0,0]
[null,null,null,null,null,null,0,0]
[null,null,null,null,null,null,0,0]
[null,null,null,null,null,null,0,0]
[null,null,null,null,null,null,0,0]
[null,null,null,null,null,null,0,0]
[null,null,null,null,null,null,0,0]
[null,null,null,null,null,null,0,0]
[null,null,null,null,null,null,0,0]
[null,null,null,null,null,null,0,0]
[null,null,null,null,null,null,0,0]
[null,null,null,null,null,null,0,0]
[null,null,null,null,null,null,0,0]
[null,null,null,null,null,null,0,0]
[null,null,null,null,null,null,0,0]
[null,null,null,null,null,null,0,0]
[null,null,null,null,null,null,0,0]
[null,null,null,null,null,null,0,0]
[null,null,null,null,null,null,0,0]
[null,null,null,null,null,null,0,0]
[null,null,null,null,null,null,0,0]
[null,null,null,null,null,null,0,0]
[null,null,null,null,null,null,0,0]
[null,null,null,null,null,null,0,0]
[null,null,null,null,null,null,0,0]
[null,null,null,null,null,null,0,0]
[null,null,null,null,null,null,0,0]
[null,null,null,null,null,null,0,0]
[null,null,null,null,null,null,0,0]
[null,null,null,null,null,null,0,0]
[null,null,null,null,null,null,0,0]
[null,null,null,null,null,null,0,0]
[null,null,null,null,null,null,0,0]
[null,null,null,null,null,null,0,0]
[null,null,null,null,null,null,0,0]
[null,null,null,null,null,null,0,0]
[null,null,null,null,null,null,0,0]
[null,null,null,null,null,null,0,0]
[null,null,null,null,null,null,0,0]
[null,null,null,null,null,null,0,0]
[null,null,null,null,null,null,0,0]
[null,null,null,null,null,null,0,0]
[null,null,null,null,null,null,0,0]
[null,null,null,null,null,null,0,0]
[null,null,null,null,null,null,0,0]
[null,null,null,null,null,null,0,0]
[null,null,null,null,null,null,0,0]
[null,null,null,null,null,null,0,0]
[null,null,null,null,null,null,0,0]
[null,null,null,null,null,null,0,0]
[null,null,null,null,null,null,0,0]
[null,null,null,null,null,null,0,0]
[null,null,null,null,null,null,0,0]
[null,null,null,null,null,null,0,0]
[null,null,null,null,null,null,0,0]
[null,null,null,null,null,null,0,0]
[null,null,null,null,null,null,0,0]
[null,null,null,null,null,null,0,0]
[null,null,null,null,null,null,0,0]
[null,null,null,null,null,null,0,0]
[null,null,null,null,null,null,0,0]
[null,null,null,null,null,null,0,0]
[null,null,null,null,null,null,0,0]
[null,null,null,null,null,null,0,0]
[null,null,null,null,null,null,0,0]
[null,null,null,null,null,null,0,0]
[null,null,null,null,null,null,0,0]
[null,null,null,null,null,null,0,0]
[null,null,null,null,null,null,0,0]
[null,null,null,null,null,null,0,0]
[null,null,null,null,null,null,0,0]
[null,null,null,null,null,null,0,0]
[null,null,null,null,null,null,0,0]
[null,null,null,null,null,null,0,0]
[null,null,null,null,null,null,0,0]
[null,null,null,null,null,null,0,0]
[null,null,null,null,null,null,0,0]
[null,null,null,null,null,null,0,0]
[null,null,null,null,null,null,0,0]
[null,null,null,null,null,null,0,0]
[null,null,null,null,null,null,0,0]
[null,null,null,null,null,null,0,0]
[null,null,null,null,null,null,0,0]
[null,null,null,null,null,null,0,0]
[null,null,null,null,null,null,0,0]
[null,null,null,null,null,null,0,0]
[null,null,null,null,null,null,0,0]
[null,null,null,null,null,null,0,0]
[null,null,null,null,null,null,0,0]
[null,null,null,null,null,null,0,0]
[null,null,null,null,null,null,0,0]
[null,null,null,null,null,null,0,0]
[null,null,null,null,null,null,0,0]
[null,null,null,null,null,null,0,0]
[null,null,null,null,null,null,0,0]
[null,null,null,null,null,null,0,0]
[null,null,null,null,null,null,0,0]
[null,null,null,null,null,null,0,0]
[null,null,null,null,null,null,0,0]
[null,null,null,null,null,null,0,0]
[null,null,null,null,null,null,0,0]
[null,null,null,null,null,null,0,0]
[null,null,null,null,null,null,0,0]
[null,null,null,null,null,null,0,0]
[null,null,null,null,null,null,0,0]
[null,null,null,null,null,null,0,0]
[null,null,null,null,null,null,0,0]
[null,null,null,null,null,null,0,0]
[null,null,null,null,null,null,0,0]
[null,null,null,null,null,null,0,0]
[null,null,null,null,null,null,0,0]
[null,null,null,null,null,null,0,0]
[null,null,null,null,null,null,0,0]
[null,null,null,null,null,null,0,0]
[null,null,null,null,null,null,0,0]
[null,null,null,null,null,null,0,0]
[null,null,null,null,null,null,0,0]
[null,null,null,null,null,null,0,0]
[null,null,null,null,null,null,0,0]
[null,null,null,null,null,null,0,0]
[null,null,null,null,null,null,0,0]
[null,null,null,null,null,null,0,0]
[null,null,null,null,null,null,0,0]
[null,null,null,null,null,null,0,0]
[null,null,null,null,null,null,0,0]
[null,null,null,null,null,null,0,0]
[null,null,null,null,null,null,0,0]
[null,null,null,null,null,null,0,0]
[null,null,null,null,null,null,0,0]
[null,null,null,null,null,null,0,0]
[null,null,null,null,null,null,0,0]
[null,null,null,null,null,null,0,0]
[null,null,null,null,null,null,0,0]
[null,null,null,null,null,null,0,0]
[null,null,null,null,null,null,0,0]
[null,null,null,null,null,null,0,0]
[null,null,null,null,null,null,0,0]
[null,null,null,null,null,null,0,0]
[null,null,null,null,null,null,0,0]
[null,null,null,null,null,null,0,0]
[null,null,null,null,null,null,0,0]
[null,null,null,null,null,null,0,0]
[null,null,null,null,null,null,0,0]
[null,null,null,null,null,null,0,0]
[null,null,null,null,null,null,0,0]
[null,null,null,null,null,null,0,0]
[null,null,null,null,null,null,0,0]
[null,null,null,null,null,null,0,0]
[null,null,null,null,null,null,0,0]
[null,null,null,null,null,null,0,0]
[null,null,null,null,null,null,0,0]
[null,null,null,null,null,null,0,0]
[null,null,null,null,null,null,0,0]
[null,null,null,null,null,null,0,0]
[null,null,null,null,null,null,0,0]
[null,null,null,null,null,null,0,0]
[null,null,null,null,null,null,0,0]
[null,null,null,null,null,null,0,0]
[null,null,null,null,null,null,0,0]
[null,null,null,null,null,null,0,0]
[null,null,null,null,null,null,0,0]
[null,null,null,null,null,null,0,0]
[null,null,null,null,null,null,0,0]
[null,null,null,null,null,null,0,0]
[null,null,null,null,null,null,0,0]
[null,null,null,null,null,null,0,0]
[null,null,null,null,null,null,0,0]
[null,null,null,null,null,null,0,0]
[null,null,null,null,null,null,0,0]
[null,null,null,null,null,null,0,0]
[null,null,null,null,null,null,0,0]
[null,null,null,null,null,null,0,0]
[null,null,null,null,null,null,0,0]
[null,null,null,null,null,null,0,0]
[null,null,null,null,null,null,0,0]
[null,null,null,null,null,null,0,0]
[null,null,null,null,null,null,0,0]
[null,null,null,null,null,null,0,0]
[null,null,null,null,null,null,0,0]
[null,null,null,null,null,null,0,0]
[null,null,null,null,null,null,0,0]
[null,null,null,null,null,null,0,0]
[null,null,null,null,null,null,0,0]
[null,null,null,null,null,null,0,0]
[null,null,null,null,null,null,0,0]
[null,null,null,null,null,null,0,0]
[null,null,null,null,null,null,0,0]
[null,null,null,null,null,null,0,0]
[null,null,null,null,null,null,0,0]
[null,null,null,null,null,null,0,0]
[null,null,null,null,null,null,0,0]
[null,null,null,null,null,null,0,0]
[null,null,null,null,null,null,0,0]
[null,null,null,null,null,null,0,0]
[null,null,null,null,null,null,0,0]
[null,null,null,null,null,null,0,0]
[null,null,null,null,null,null,0,0]
[null,null,null,null,null,null,0,0]
[null,null,null,null,null,null,0,0]
[null,null,null,null,null,null,0,0]
[null,null,null,null,null,null,0,0]
[null,null,null,null,null,null,0,0]
[null,null,null,null,null,null,0,0]
[null,null,null,null,null,null,0,0]
[null,null,null,null,null,null,0,0]
[null,null,null,null,null,null,0,0]
[null,null,null,null,null,null,0,0]
[null,null,null,null,null,null,0,0]
[null,null,null,null,null,null,0,0]
[null,null,null,null,null,null,0,0]
[null,null,null,null,null,null,0,0]
[null,null,null,null,null,null,0,0]
[null,null,null,null,null,null,0,0]
[null,null,null,null,null,null,0,0]
[null,null,null,null,null,null,0,0]
[null,null,null,null,null,null,0,0]
[null,null,null,null,null,null,0,0]
[null,null,null,null,null,null,0,0]
[null,null,null,null,null,null,0,0]
[null,null,null,null,null,null,0,0]
[null,null,null,null,null,null,0,0]
[null,null,null,null,null,null,0,0]
[null,null,null,null,null,null,0,0]
[null,null,null,null,null,null,0,0]
[null,null,null,null,null,null,0,0]
[null,null,null,null,null,null,0,0]
[null,null,null,null,null,null,0,0]
[null,null,null,null,null,null,0,0]
[null,null,null,null,null,null,0,0]
[null,null,null,null,null,null,0,0]
[null,null,null,null,null,null,0,0]
[null,null,null,null,null,null,0,0]
[null,null,null,null,null,null,0,0]
[null,null,null,null,null,null,0,0]
[null,null,null,null,null,null,0,0]
[null,null,null,null,null,null,0,0]
[null,null,null,null,null,null,0,0]
[null,null,null,null,null,null,0,0]
[null,null,null,null,null,null,0,0]
[null,null,null,null,null,null,0,0]
[null,null,null,null,null,null,0,0]
[null,null,null,null,null,null,0,0]
[null,null,null,null,null,null,0,0]
[null,null,null,null,null,null,0,0]
[null,null,null,null,null,null,0,0]
[null,null,null,null,null,null,0,0]
[null,null,null,null,null,null,0,0]
[null,null,null,null,null,null,0,0]
[null,null,null,null,null,null,0,0]
[null,null,null,null,null,null,0,0]
[null,null,null,null,null,null,0,0]
[null,null,null,null,null,null,0,0]
[null,null,null,null,null,null,0,0]
[null,null,null,null,null,null,0,0]
[null,null,null,null,null,null,0,0]
[null,null,null,null,null,null,0,0]
[null,null,null,null,null,null,0,0]
[null,null,null,null,null,null,0,0]
[null,null,null,null,null,null,0,0]
[null,null,null,null,null,null,0,0]
[null,null,null,null,null,null,0,0]
[null,null,null,null,null,null,0,0]
[null,null,null,null,null,null,0,0]
[null,null,null,null,null,null,0,0]
[null,null,null,null,null,null,0,0]
[null,null,null,null,null,null,0,0]
[null,null,null,null,null,null,0,0]
[null,null,null,null,null,null,0,0]
[null,null,null,null,null,null,0,0]
[null,null,null,null,null,null,0,0]
[null,null,null,null,null,null,0,0]
[null,null,null,null,null,null,0,0]
[null,null,null,null,null,null,0,0]
[null,null,null,null,null,null,0,0]
[null,null,null,null,null,null,0,0]
[null,null,null,null,null,null,0,0]
[null,null,null,null,null,null,0,0]
[null,null,null,null,null,null,0,0]
[null,null,null,null,null,null,0,0]
[null,null,null,null,null,null,0,0]
[null,null,null,null,null,null,0,0]
[null,null,null,null,null,null,0,0]
[null,null,null,null,null,null,0,0]
[null,null,null,null,null,null,0,0]
[null,null,null,null,null,null,0,0]
[null,null,null,null,null,null,0,0]
[null,null,null,null,null,null,0,0]
[null,null,null,null,null,null,0,0]
[null,null,null,null,null,null,0,0]
[null,null,null,null,null,null,0,0]
[null,null,null,null,null,null,0,0]
[null,null,null,null,null,null,0,0]
[null,null,null,null,null,null,0,0]
[null,null,null,null,null,null,0,0]
[null,null,null,null,null,null,0,0]
[null,null,null,null,null,null,0,0]
[null,null,null,null,null,null,0,0]
[null,null,null,null,null,null,0,0]
[null,null,null,null,null,null,0,0]
[null,null,null,null,null,null,0,0]
[null,null,null,null,null,null,0,0]
[null,null,null,null,null,null,0,0]
[null,null,null,null,null,null,0,0]
[null,null,null,null,null,null,0,0]
[null,null,null,null,null,null,0,0]
[null,null,null,null,null,null,0,0]
[null,null,null,null,null,null,0,0]
[null,null,null,null,null,null,0,0]
[null,null,null,null,null,null,0,0]
[null,null,null,null,null,null,0,0]
[null,null,null,null,null,null,0,0]
[null,null,null,null,null,null,0,0]
[null,null,null,null,null,null,0,0]
[null,null,null,null,null,null,0,0]
[null,null,null,null,null,null,0,0]
[null,null,null,null,null,null,0,0]
[null,null,null,null,null,null,0,0]
[null,null,null,null,null,null,0,0]
[null,null,null,null,null,null,0,0]
[null,null,null,null,null,null,0,0]
[null,null,null,null,null,null,0,0]
[null,null,null,null,null,null,0,0]
[null,null,null,null,null,null,0,0]
[null,null,null,null,null,null,0,0]
[null,null,null,null,null,null,0,0]
[null,null,null,null,null,null,0,0]
[null,null,null,null,null,null,0,0]
[null,null,null,null,null,null,0,0]
[null,null,null,null,null,null,0,0]
[null,null,null,null,null,null,0,0]
[null,null,null,null,null,null,0,0]
[null,null,null,null,null,null,0,0]
[null,null,null,null,null,null,0,0]
[null,null,null,null,null,null,0,0]
[null,null,null,null,null,null,0,0]
[null,null,null,null,null,null,0,0]
[null,null,null,null,null,null,0,0]
[null,null,null,null,null,null,0,0]
[null,null,null,null,null,null,0,0]
[null,null,null,null,null,null,0,0]
[null,null,null,null,null,null,0,0]
[null,null,null,null,null,null,0,0]
[null,null,null,null,null,null,0,0]
[null,null,null,null,null,null,0,0]
[null,null,null,null,null,null,0,0]
[null,null,null,null,null,null,0,0]
[null,null,null,null,null,null,0,0]
[null,null,null,null,null,null,0,0]
[null,null,null,null,null,null,0,0]
[null,null,null,null,null,null,0,0]
[null,null,null,null,null,null,0,0]
[null,null,null,null,null,null,0,0]
[null,null,null,null,null,null,0,0]
[null,null,null,null,null,null,0,0]
[null,null,null,null,null,null,0,0]
[null,null,null,null,null,null,0,0]
[null,null,null,null,null,null,0,0]
[null,null,null,null,null,null,0,0]
[null,null,null,null,null,null,0,0]
[null,null,null,null,null,null,0,0]
[null,null,null,null,null,null,0,0]
[null,null,null,null,null,null,0,0]
[null,null,null,null,null,null,0,0]
[null,null,null,null,null,null,0,0]
[null,null,null,null,null,null,0,0]
[null,null,null,null,null,null,0,0]
[null,null,null,null,null,null,0,0]
[null,null,null,null,null,null,0,0]
[null,null,null,null,null,null,0,0]
[null,null,null,null,null,null,0,0]
[null,null,null,null,null,null,0,0]
[null,null,null,null,null,null,0,0]
[null,null,null,null,null,null,0,0]
[null,null,null,null,null,null,0,0]
[null,null,null,null,null,null,0,0]
[null,null,null,null,null,null,0,0]
[null,null,null,null,null,null,0,0]
[null,null,null,null,null,null,0,0]
[null,null,null,null,null,null,0,0]
[null,null,null,null,null,null,0,0]
[null,null,null,null,null,null,0,0]
[null,null,null,null,null,null,0,0]
[null,null,null,null,null,null,0,0]
[null,null,null,null,null,null,0,0]
[null,null,null,null,null,null,0,0]
[null,null,null,null,null,null,0,0]
[null,null,null,null,null,null,0,0]
[null,null,null,null,null,null,0,0]
[null,null,null,null,null,null,0,0]
[null,null,null,null,null,null,0,0]
[null,null,null,null,null,null,0,0]
[null,null,null,null,null,null,0,0]
[null,null,null,null,null,null,0,0]
[null,null,null,null,null,null,0,0]
[null,null,null,null,null,null,0,0]
[null,null,null,null,null,null,0,0]
[null,null,null,null,null,null,0,0]
[null,null,null,null,null,null,0,0]
[null,null,null,null,null,null,0,0]
[null,null,null,null,null,null,0,0]
[null,null,null,null,null,null,0,0]
[null,null,null,null,null,null,0,0]
[null,null,null,null,null,null,0,0]
[null,null,null,null,null,null,0,0]
[null,null,null,null,null,null,0,0]
[null,null,null,null,null,null,0,0]
[null,null,null,null,null,null,0,0]
[null,null,null,null,null,null,0,0]
[null,null,null,null,null,null,0,0]
[null,null,null,null,null,null,0,0]
[null,null,null,null,null,null,0,0]
[null,null,null,null,null,null,0,0]
[null,null,null,null,null,null,0,0]
[null,null,null,null,null,null,0,0]
[null,null,null,null,null,null,0,0]
[null,null,null,null,null,null,0,0]
[null,null,null,null,null,null,0,0]
[null,null,null,null,null,null,0,0]
[null,null,null,null,null,null,0,0]
[null,null,null,null,null,null,0,0]
[null,null,null,null,null,null,0,0]
[null,null,null,null,null,null,0,0]
[null,null,null,null,null,null,0,0]
[null,null,null,null,null,null,0,0]
[null,null,null,null,null,null,0,0]
[null,null,null,null,null,null,0,0]
[null,null,null,null,null,null,0,0]
[null,null,null,null,null,null,0,0]
[null,null,null,null,null,null,0,0]
[null,null,null,null,null,null,0,0]
[null,null,null,null,null,null,0,0]
[null,null,null,null,null,null,0,0]
[null,null,null,null,null,null,0,0]
[null,null,null,null,null,null,0,0]
[null,null,null,null,null,null,0,0]
[null,null,null,null,null,null,0,0]
[null,null,null,null,null,null,0,0]
[null,null,null,null,null,null,0,0]
[null,null,null,null,null,null,0,0]
[null,null,null,null,null,null,0,0]
[null,null,null,null,null,null,0,0]
[null,null,null,null,null,null,0,0]
[null,null,null,null,null,null,0,0]
[null,null,null,null,null,null,0,0]
[null,null,null,null,null,null,0,0]
[null,null,null,null,null,null,0,0]
[null,null,null,null,null,null,0,0]
[null,null,null,null,null,null,0,0]
[null,null,null,null,null,null,0,0]
[null,null,null,null,null,null,0,0]
[null,null,null,null,null,null,0,0]
[null,null,null,null,null,null,0,0]
[null,null,null,null,null,null,0,0]
[null,null,null,null,null,null,0,0]
[null,null,null,null,null,null,0,0]
[null,null,null,null,null,null,0,0]
[null,null,null,null,null,null,0,0]
[null,null,null,null,null,null,0,0]
[null,null,null,null,null,null,0,0]
[null,null,null,null,null,null,0,0]
[null,null,null,null,null,null,0,0]
[null,null,null,null,null,null,0,0]
[null,null,null,null,null,null,0,0]
[null,null,null,null,null,null,0,0]
[null,null,null,null,null,null,0,0]
[null,null,null,null,null,null,0,0]
[null,null,null,null,null,null,0,0]
[null,null,null,null,null,null,0,0]
[null,null,null,null,null,null,0,0]
[null,null,null,null,null,null,0,0]
[null,null,null,null,null,null,0,0]
[null,null,null,null,null,null,0,0]
[null,null,null,null,null,null,0,0]
[null,null,null,null,null,null,0,0]
[null,null,null,null,null,null,0,0]
[null,null,null,null,null,null,0,0]
[null,null,null,null,null,null,0,0]
[null,null,null,null,null,null,0,0]
[null,null,null,null,null,null,0,0]
[null,null,null,null,null,null,0,0]
[null,null,null,null,null,null,0,0]
[null,null,null,null,null,null,0,0]
[null,null,null,null,null,null,0,0]
[null,null,null,null,null,null,0,0]
[null,null,null,null,null,null,0,0]
[null,null,null,null,null,null,0,0]
[null,null,null,null,null,null,0,0]
[null,null,null,null,null,null,0,0]
[null,null,null,null,null,null,0,0]
[null,null,null,null,null,null,0,0]
[null,null,null,null,null,null,0,0]
[null,null,null,null,null,null,0,0]
[null,null,null,null,null,null,0,0]
[null,null,null,null,null,null,0,0]
[null,null,null,null,null,null,0,0]
[null,null,null,null,null,null,0,0]
[null,null,null,null,null,null,0,0]
[null,null,null,null,null,null,0,0]
[null,null,null,null,null,null,0,0]
[null,null,null,null,null,null,0,0]
[null,null,null,null,null,null,0,0]
[null,null,null,null,null,null,0,0]
[null,null,null,null,null,null,0,0]
[null,null,null,null,null,null,0,0]
[null,null,null,null,null,null,0,0]
[null,null,null,null,null,null,0,0]
[null,null,null,null,null,null,0,0]
[null,null,null,null,null,null,0,0]
[null,null,null,null,null,null,0,0]
[null,null,null,null,null,null,0,0]
[null,null,null,null,null,null,0,0]
[null,null,null,null,null,null,0,0]
[null,null,null,null,null,null,0,0]
[null,null,null,null,null,null,0,0]
[null,null,null,null,null,null,0,0]
[null,null,null,null,null,null,0,0]
[null,null,null,null,null,null,0,0]
[null,null,null,null,null,null,0,0]
[null,null,null,null,null,null,0,0]
[null,null,null,null,null,null,0,0]
[null,null,null,null,null,null,0,0]
[null,null,null,null,null,null,0,0]
[null,null,null,null,null,null,0,0]
[null,null,null,null,null,null,0,0]
[null,null,null,null,null,null,0,0]
[null,null,null,null,null,null,0,0]
[null,null,null,null,null,null,0,0]
[null,null,null,null,null,null,0,0]
[null,null,null,null,null,null,0,0]
[null,null,null,null,null,null,0,0]
[null,null,null,null,null,null,0,0]
[null,null,null,null,null,null,0,0]
[null,null,null,null,null,null,0,0]
[null,null,null,null,null,null,0,0]
[null,null,null,null,null,null,0,0]
[null,null,null,null,null,null,0,0]
[null,null,null,null,null,null,0,0]
[null,null,null,null,null,null,0,0]
[null,null,null,null,null,null,0,0]
[null,null,null,null,null,null,0,0]
[null,null,null,null,null,null,0,0]
[null,null,null,null,null,null,0,0]
[null,null,null,null,null,null,0,0]
[null,null,null,null,null,null,0,0]
[null,null,null,null,null,null,0,0]
[null,null,null,null,null,null,0,0]
[null,null,null,null,null,null,0,0]
[null,null,null,null,null,null,0,0]
[null,null,null,null,null,null,0,0]
[null,null,null,null,null,null,0,0]
[null,null,null,null,null,null,0,0]
[null,null,null,null,null,null,0,0]
[null,null,null,null,null,null,0,0]
[null,null,null,null,null,null,0,0]
[null,null,null,null,null,null,0,0]
[null,null,null,null,null,null,0,0]
[null,null,null,null,null,null,0,0]
[null,null,null,null,null,null,0,0]
[null,null,null,null,null,null,0,0]
[null,null,null,null,null,null,0,0]
[null,null,null,null,null,null,0,0]
[null,null,null,null,null,null,0,0]
[null,null,null,null,null,null,0,0]
[null,null,null,null,null,null,0,0]
[null,null,null,null,null,null,0,0]
[null,null,null,null,null,null,0,0]
[null,null,null,null,null,null,0,0]
[null,null,null,null,null,null,0,0]
[null,null,null,null,null,null,0,0]
[null,null,null,null,null,null,0,0]
[null,null,null,null,null,null,0,0]
[null,null,null,null,null,null,0,0]
[null,null,null,null,null,null,0,0]
[null,null,null,null,null,null,0,0]
[null,null,null,null,null,null,0,0]
[null,null,null,null,null,null,0,0]
[null,null,null,null,null,null,0,0]
[null,null,null,null,null,null,0,0]
[null,null,null,null,null,null,0,0]
[null,null,null,null,null,null,0,0]
[null,null,null,null,null,null,0,0]
[null,null,null,null,null,null,0,0]
[null,null,null,null,null,null,0,0]
[null,null,null,null,null,null,0,0]
[null,null,null,null,null,null,0,0]
[null,null,null,null,null,null,0,0]
[null,null,null,null,null,null,0,0]
[null,null,null,null,null,null,0,0]
[null,null,null,null,null,null,0,0]
[null,null,null,null,null,null,0,0]
[null,null,null,null,null,null,0,0]
[null,null,null,null,null,null,0,0]
[null,null,null,null,null,null,0,0]
[null,null,null,null,null,null,0,0]
[null,null,null,null,null,null,0,0]
[null,null,null,null,null,null,0,0]
[null,null,null,null,null,null,0,0]
[null,null,null,null,null,null,0,0]
[null,null,null,null,null,null,0,0]
[null,null,null,null,null,null,0,0]
[null,null,null,null,null,null,0,0]
[null,null,null,null,null,null,0,0]
[null,null,null,null,null,null,0,0]
[null,null,null,null,null,null,0,0]
[null,null,null,null,null,null,0,0]
[null,null,null,null,null,null,0,0]
[null,null,null,null,null,null,0,0]
[null,null,null,null,null,null,0,0]
[null,null,null,null,null,null,0,0]
[null,null,null,null,null,null,0,0]
[null,null,null,null,null,null,0,0]
[null,null,null,null,null,null,0,0]
[null,null,null,null,null,null,0,0]
[null,null,null,null,null,null,0,0]
[null,null,null,null,null,null,0,0]
[null,null,null,null,null,null,0,0]
[null,null,null,null,null,null,0,0]
[null,null,null,null,null,null,0,0]
[null,null,null,null,null,null,0,0]
[null,null,null,null,null,null,0,0]
[null,null,null,null,null,null,0,0]
[null,null,null,null,null,null,0,0]
[null,null,null,null,null,null,0,0]
[null,null,null,null,null,null,0,0]
[null,null,null,null,null,null,0,0]
[null,null,null,null,null,null,0,0]
[null,null,null,null,null,null,0,0]
[null,null,null,null,null,null,0,0]
[null,null,null,null,null,null,0,0]
[null,null,null,null,null,null,0,0]
[null,null,null,null,null,null,0,0]
[null,null,null,null,null,null,0,0]
[null,null,null,null,null,null,0,0]
[null,null,null,null,null,null,0,0]
[null,null,null,null,null,null,0,0]
[null,null,null,null,null,null,0,0]
[null,null,null,null,null,null,0,0]
[null,null,null,null,null,null,0,0]
[null,null,null,null,null,null,0,0]
[null,null,null,null,null,null,0,0]
[null,null,null,null,null,null,0,0]
[null,null,null,null,null,null,0,0]
[null,null,null,null,null,null,0,0]
[null,null,null,null,null,null,0,0]
[null,null,null,null,null,null,0,0]
[null,null,null,null,null,null,0,0]
[null,null,null,null,null,null,0,0]
[null,null,null,null,null,null,0,0]
[null,null,null,null,null,null,0,0]
[null,null,null,null,null,null,0,0]
[null,null,null,null,null,null,0,0]
[null,null,null,null,null,null,0,0]
[null,null,null,null,null,null,0,0]
[null,null,null,null,null,null,0,0]
[null,null,null,null,null,null,0,0]
[null,null,null,null,null,null,0,0]
[null,null,null,null,null,null,0,0]
[null,null,null,null,null,null,0,0]
[null,null,null,null,null,null,0,0]
[null,null,null,null,null,null,0,0]
[null,null,null,null,null,null,0,0]
[null,null,null,null,null,null,0,0]
[null,null,null,null,null,null,0,0]
[null,null,null,null,null,null,0,0]
[null,null,null,null,null,null,0,0]
[null,null,null,null,null,null,0,0]
[null,null,null,null,null,null,0,0]
[null,null,null,null,null,null,0,0]
[null,null,null,null,null,null,0,0]
[null,null,null,null,null,null,0,0]
[null,null,null,null,null,null,0,0]
[null,null,null,null,null,null,0,0]
[null,null,null,null,null,null,0,0]
[null,null,null,null,null,null,0,0]
[null,null,null,null,null,null,0,0]
[null,null,null,null,null,null,0,0]
[null,null,null,null,null,null,0,0]
[null,null,null,null,null,null,0,0]
[null,null,null,null,null,null,0,0]
[null,null,null,null,null,null,0,0]
[null,null,null,null,null,null,0,0]
[null,null,null,null,null,null,0,0]
[null,null,null,null,null,null,0,0]
[null,null,null,null,null,null,0,0]
[null,null,null,null,null,null,0,0]
[null,null,null,null,null,null,0,0]
[null,null,null,null,null,null,0,0]
[null,null,null,null,null,null,0,0]
[null,null,null,null,null,null,0,0]
[null,null,null,null,null,null,0,0]
[null,null,null,null,null,null,0,0]
[null,null,null,null,null,null,0,0]
[null,null,null,null,null,null,0,0]
[null,null,null,null,null,null,0,0]
[null,null,null,null,null,null,0,0]
[null,null,null,null,null,null,0,0]
[null,null,null,null,null,null,0,0]
[null,null,null,null,null,null,0,0]
[null,null,null,null,null,null,0,0]
[null,null,null,null,null,null,0,0]
[null,null,null,null,null,null,0,0]
[null,null,null,null,null,null,0,0]
[null,null,null,null,null,null,0,0]
[null,null,null,null,null,null,0,0]
[null,null,null,null,null,null,0,0]
[null,null,null,null,null,null,0,0]
[null,null,null,null,null,null,0,0]
[null,null,null,null,null,null,0,0]
[null,null,null,null,null,null,0,0]
[null,null,null,null,null,null,0,0]
[null,null,null,null,null,null,0,0]
[null,null,null,null,null,null,0,0]
[null,null,null,null,null,null,0,0]
[null,null,null,null,null,null,0,0]
[null,null,null,null,null,null,0,0]
[null,null,null,null,null,null,0,0]
[null,null,null,null,null,null,0,0]
[null,null,null,null,null,null,0,0]
[null,null,null,null,null,null,0,0]
[null,null,null,null,null,null,0,0]
[null,null,null,null,null,null,0,0]
[null,null,null,null,null,null,0,0]
[null,null,null,null,null,null,0,0]
[null,null,null,null,null,null,0,0]
[null,null,null,null,null,null,0,0]
[null,null,null,null,null,null,0,0]
[null,null,null,null,null,null,0,0]
[null,null,null,null,null,null,0,0]
[null,null,null,null,null,null,0,0]
[null,null,null,null,null,null,0,0]
[null,null,null,null,null,null,0,0]
[null,null,null,null,null,null,0,0]
[null,null,null,null,null,null,0,0]
[null,null,null,null,null,null,0,0]
[null,null,null,null,null,null,0,0]
[null,null,null,null,null,null,0,0]
[null,null,null,null,null,null,0,0]
[null,null,null,null,null,null,0,0]
[null,null,null,null,null,null,0,0]
[null,null,null,null,null,null,0,0]
[null,null,null,null,null,null,0,0]
[null,null,null,null,null,null,0,0]
[null,null,null,null,null,null,0,0]
[null,null,null,null,null,null,0,0]
[null,null,null,null,null,null,0,0]
[null,null,null,null,null,null,0,0]
[null,null,null,null,null,null,0,0]
[null,null,null,null,null,null,0,0]
[null,null,null,null,null,null,0,0]
[null,null,null,null,null,null,0,0]
[null,null,null,null,null,null,0,0]
[null,null,null,null,null,null,0,0]
[null,null,null,null,null,null,0,0]
[null,null,null,null,null,null,0,0]
[null,null,null,null,null,null,0,0]
[null,null,null,null,null,null,0,0]
[null,null,null,null,null,null,0,0]
[null,null,null,null,null,null,0,0]
[null,null,null,null,null,null,0,0]
[null,null,null,null,null,null,0,0]
[null,null,null,null,null,null,0,0]
[null,null,null,null,null,null,0,0]
[null,null,null,null,null,null,0,0]
[null,null,null,null,null,null,0,0]
[null,null,null,null,null,null,0,0]
[null,null,null,null,null,null,0,0]
[null,null,null,null,null,null,0,0]
[null,null,null,null,null,null,0,0]
[null,null,null,null,null,null,0,0]
[null,null,null,null,null,null,0,0]
[null,null,null,null,null,null,0,0]
[null,null,null,null,null,null,0,0]
[null,null,null,null,null,null,0,0]
[null,null,null,null,null,null,0,0]
[null,null,null,null,null,null,0,0]
[null,null,null,null,null,null,0,0]
[null,null,null,null,null,null,0,0]
[null,null,null,null,null,null,0,0]
[null,null,null,null,null,null,0,0]
[null,null,null,null,null,null,0,0]
[null,null,null,null,null,null,0,0]
[null,null,null,null,null,null,0,0]
[null,null,null,null,null,null,0,0]
[null,null,null,null,null,null,0,0]
[null,null,null,null,null,null,0,0]
[null,null,null,null,null,null,0,0]
[null,null,null,null,null,null,0,0]
[null,null,null,null,null,null,0,0]
[null,null,null,null,null,null,0,0]
[null,null,null,null,null,null,0,0]
[null,null,null,null,null,null,0,0]
[null,null,null,null,null,null,0,0]
[null,null,null,null,null,null,0,0]
[null,null,null,null,null,null,0,0]
[null,null,null,null,null,null,0,0]
[null,null,null,null,null,null,0,0]
[null,null,null,null,null,null,0,0]
[null,null,null,null,null,null,0,0]
[null,null,null,null,null,null,0,0]
[null,null,null,null,null,null,0,0]
[null,null,null,null,null,null,0,0]
[null,null,null,null,null,null,0,0]
[null,null,null,null,null,null,0,0]
[null,null,null,null,null,null,0,0]
[null,null,null,null,null,null,0,0]
[null,null,null,null,null,null,0,0]
[null,null,null,null,null,null,0,0]
[null,null,null,null,null,null,0,0]
[null,null,null,null,null,null,0,0]
[null,null,null,null,null,null,0,0]
[null,null,null,null,null,null,0,0]
[null,null,null,null,null,null,0,0]
[null,null,null,null,null,null,0,0]
[null,null,null,null,null,null,0,0]
[null,null,null,null,null,null,0,0]
[null,null,null,null,null,null,0,0]
[null,null,null,null,null,null,0,0]
[null,null,null,null,null,null,0,0]
[null,null,null,null,null,null,0,0]
[null,null,null,null,null,null,0,0]
[null,null,null,null,null,null,0,0]
[null,null,null,null,null,null,0,0]
[null,null,null,null,null,null,0,0]
[null,null,null,null,null,null,0,0]
[null,null,null,null,null,null,0,0]
[null,null,null,null,null,null,0,0]
[null,null,null,null,null,null,0,0]
[null,null,null,null,null,null,0,0]
[null,null,null,null,null,null,0,0]
[null,null,null,null,null,null,0,0]
[null,null,null,null,null,null,0,0]
[null,null,null,null,null,null,0,0]
[null,null,null,null,null,null,0,0]
[null,null,null,null,null,null,0,0]
[null,null,null,null,null,null,0,0]
[null,null,null,null,null,null,0,0]
[null,null,null,null,null,null,0,0]
[null,null,null,null,null,null,0,0]
[null,null,null,null,null,null,0,0]
[null,null,null,null,null,null,0,0]
[null,null,null,null,null,null,0,0]
[null,null,null,null,null,null,0,0]
[null,null,null,null,null,null,0,0]
[null,null,null,null,null,null,0,0]
[null,null,null,null,null,null,0,0]
[null,null,null,null,null,null,0,0]
[null,null,null,null,null,null,0,0]
[null,null,null,null,null,null,0,0]
[null,null,null,null,null,null,0,0]
[null,null,null,null,null,null,0,0]
[null,null,null,null,null,null,0,0]
[null,null,null,null,null,null,0,0]
[null,null,null,null,null,null,0,0]
[null,null,null,null,null,null,0,0]
[null,null,null,null,null,null,0,0]
[null,null,null,null,null,null,0,0]
[null,null,null,null,null,null,0,0]
[null,null,null,null,null,null,0,0]
[null,null,null,null,null,null,0,0]
[null,null,null,null,null,null,0,0]
[null,null,null,null,null,null,0,0]
[null,null,null,null,null,null,0,0]
[null,null,null,null,null,null,0,0]
[null,null,null,null,null,null,0,0]
[null,null,null,null,null,null,0,0]
[null,null,null,null,null,null,0,0]
[null,null,null,null,null,null,0,0]
[null,null,null,null,null,null,0,0]
[null,null,null,null,null,null,0,0]
[null,null,null,null,null,null,0,0]
[null,null,null,null,null,null,0,0]
[null,null,null,null,null,null,0,0]
[null,null,null,null,null,null,0,0]
[null,null,null,null,null,null,0,0]
[null,null,null,null,null,null,0,0]
[null,null,null,null,null,null,0,0]
[null,null,null,null,null,null,0,0]
[null,null,null,null,null,null,0,0]
[null,null,null,null,null,null,0,0]
[null,null,null,null,null,null,0,0]
[null,null,null,null,null,null,0,0]
[null,null,null,null,null,null,0,0]
[null,null,null,null,null,null,0,0]
[null,null,null,null,null,null,0,0]
[null,null,null,null,null,null,0,0]
[null,null,null,null,null,null,0,0]
[null,null,null,null,null,null,0,0]
[null,null,null,null,null,null,0,0]
[null,null,null,null,null,null,0,0]
[null,null,null,null,null,null,0,0]
[null,null,null,null,null,null,0,0]
[null,null,null,null,null,null,0,0]
[null,null,null,null,null,null,0,0]
[null,null,null,null,null,null,0,0]
[null,null,null,null,null,null,0,0]
[null,null,null,null,null,null,0,0]
[null,null,null,null,null,null,0,0]
[null,null,null,null,null,null,0,0]
[null,null,null,null,null,null,0,0]
[null,null,null,null,null,null,0,0]
[null,null,null,null,null,null,0,0]
[null,null,null,null,null,null,0,0]
[null,null,null,null,null,null,0,0]
[null,null,null,null,null,null,0,0]
[null,null,null,null,null,null,0,0]
[null,null,null,null,null,null,0,0]
[null,null,null,null,null,null,0,0]
[null,null,null,null,null,null,0,0]
[null,null,null,null,null,null,0,0]
[null,null,null,null,null,null,0,0]
[null,null,null,null,null,null,0,0]
[null,null,null,null,null,null,0,0]
[null,null,null,null,null,null,0,0]
[null,null,null,null,null,null,0,0]
[null,null,null,null,null,null,0,0]
[null,null,null,null,null,null,0,0]
[null,null,null,null,null,null,0,0]
[null,null,null,null,null,null,0,0]
[null,null,null,null,null,null,0,0]
[null,null,null,null,null,null,0,0]
[null,null,null,null,null,null,0,0]
[null,null,null,null,null,null,0,0]
[null,null,null,null,null,null,0,0]
[null,null,null,null,null,null,0,0]
[null,null,null,null,null,null,0,0]
[null,null,null,null,null,null,0,0]
[null,null,null,null,null,null,0,0]
[null,null,null,null,null,null,0,0]
[null,null,null,null,null,null,0,0]
[null,null,null,null,null,null,0,0]
[null,null,null,null,null,null,0,0]
[null,null,null,null,null,null,0,0]
[null,null,null,null,null,null,0,0]
[null,null,null,null,null,null,0,0]
[null,null,null,null,null,null,0,0]
[null,null,null,null,null,null,0,0]
[null,null,null,null,null,null,0,0]
[null,null,null,null,null,null,0,0]
[null,null,null,null,null,null,0,0]
[null,null,null,null,null,null,0,0]
[null,null,null,null,null,null,0,0]
[null,null,null,null,null,null,0,0]
[null,null,null,null,null,null,0,0]
[null,null,null,null,null,null,0,0]
[null,null,null,null,null,null,0,0]
[null,null,null,null,null,null,0,0]
[null,null,null,null,null,null,0,0]
[null,null,null,null,null,null,0,0]
[null,null,null,null,null,null,0,0]
[null,null,null,null,null,null,0,0]
[null,null,null,null,null,null,0,0]
[null,null,null,null,null,null,0,0]
[null,null,null,null,null,null,0,0]
[null,null,null,null,null,null,0,0]
[null,null,null,null,null,null,0,0]
[null,null,null,null,null,null,0,0]
[null,null,null,null,null,null,0,0]
[null,null,null,null,null,null,0,0]
[null,null,null,null,null,null,0,0]
[null,null,null,null,null,null,0,0]
[null,null,null,null,null,null,0,0]
[null,null,null,null,null,null,0,0]
[null,null,null,null,null,null,0,0]
[null,null,null,null,null,null,0,0]
[null,null,null,null,null,null,0,0]
[null,null,null,null,null,null,0,0]
[null,null,null,null,null,null,0,0]
[null,null,null,null,null,null,0,0]
[null,null,null,null,null,null,0,0]
[null,null,null,null,null,null,0,0]
[null,null,null,null,null,null,0,0]
[null,null,null,null,null,null,0,0]
[null,null,null,null,null,null,0,0]
[null,null,null,null,null,null,0,0]
[null,null,null,null,null,null,0,0]
[null,null,null,null,null,null,0,0]
[null,null,null,null,null,null,0,0]
[null,null,null,null,null,null,0,0]
[null,null,null,null,null,null,0,0]
[null,null,null,null,null,null,0,0]
[null,null,null,null,null,null,0,0]
[null,null,null,null,null,null,0,0]
[null,null,null,null,null,null,0,0]
[null,null,null,null,null,null,0,0]
[null,null,null,null,null,null,0,0]
[null,null,null,null,null,null,0,0]
[null,null,null,null,null,null,0,0]
[null,null,null,null,null,null,0,0]
[null,null,null,null,null,null,0,0]
[null,null,null,null,null,null,0,0]
[null,null,null,null,null,null,0,0]
[null,null,null,null,null,null,0,0]
[null,null,null,null,null,null,0,0]
[null,null,null,null,null,null,0,0]
[null,null,null,null,null,null,0,0]
[null,null,null,null,null,null,0,0]
[null,null,null,null,null,null,0,0]
[null,null,null,null,null,null,0,0]
[null,null,null,null,null,null,0,0]
[null,null,null,null,null,null,0,0]
[null,null,null,null,null,null,0,0]
[null,null,null,null,null,null,0,0]
[null,null,null,null,null,null,0,0]
[null,null,null,null,null,null,0,0]
[null,null,null,null,null,null,0,0]
[null,null,null,null,null,null,0,0]
[null,null,null,null,null,null,0,0]
[null,null,null,null,null,null,0,0]
[null,null,null,null,null,null,0,0]
[null,null,null,null,null,null,0,0]
[null,null,null,null,null,null,0,0]
[null,null,null,null,null,null,0,0]
[null,null,null,null,null,null,0,0]
[null,null,null,null,null,null,0,0]
[null,null,null,null,null,null,0,0]
[null,null,null,null,null,null,0,0]
[null,null,null,null,null,null,0,0]
[null,null,null,null,null,null,0,0]
[null,null,null,null,null,null,0,0]
[null,null,null,null,null,null,0,0]
[null,null,null,null,null,null,0,0]
[null,null,null,null,null,null,0,0]
[null,null,null,null,null,null,0,0]
[null,null,null,null,null,null,0,0]
[null,null,null,null,null,null,0,0]
[null,null,null,null,null,null,0,0]
[null,null,null,null,null,null,0,0]
[null,null,null,null,null,null,0,0]
[null,null,null,null,null,null,0,0]
[null,null,null,null,null,null,0,0]
[null,null,null,null,null,null,0,0]
[null,null,null,null,null,null,0,0]
[null,null,null,null,null,null,0,0]
[null,null,null,null,null,null,0,0]
[null,null,null,null,null,null,0,0]
[null,null,null,null,null,null,0,0]
[null,null,null,null,null,null,0,0]
[null,null,null,null,null,null,0,0]
[null,null,null,null,null,null,0,0]
[null,null,null,null,null,null,0,0]
[null,null,null,null,null,null,0,0]
[null,null,null,null,null,null,0,0]
[null,null,null,null,null,null,0,0]
[null,null,null,null,null,null,0,0]
[null,null,null,null,null,null,0,0]
[null,null,null,null,null,null,0,0]
[null,null,null,null,null,null,0,0]
[null,null,null,null,null,null,0,0]
[null,null,null,null,null,null,0,0]
[null,null,null,null,null,null,0,0]
[null,null,null,null,null,null,0,0]
[null,null,null,null,null,null,0,0]
[null,null,null,null,null,null,0,0]
[null,null,null,null,null,null,0,0]
[null,null,null,null,null,null,0,0]
[null,null,null,null,null,null,0,0]
[null,null,null,null,null,null,0,0]
[null,null,null,null,null,null,0,0]
[null,null,null,null,null,null,0,0]
[null,null,null,null,null,null,0,0]
[null,null,null,null,null,null,0,0]
[null,null,null,null,null,null,0,0]
[null,null,null,null,null,null,0,0]
[null,null,null,null,null,null,0,0]
[null,null,null,null,null,null,0,0]
[null,null,null,null,null,null,0,0]
[null,null,null,null,null,null,0,0]
[null,null,null,null,null,null,0,0]
[null,null,null,null,null,null,0,0]
[null,null,null,null,null,null,0,0]
[null,null,null,null,null,null,0,0]
[null,null,null,null,null,null,0,0]
[null,null,null,null,null,null,0,0]
[null,null,null,null,null,null,0,0]
[null,null,null,null,null,null,0,0]
[null,null,null,null,null,null,0,0]
[null,null,null,null,null,null,0,0]
[null,null,null,null,null,null,0,0]
[null,null,null,null,null,null,0,0]
[null,null,null,null,null,null,0,0]
[null,null,null,null,null,null,0,0]
[null,null,null,null,null,null,0,0]
[null,null,null,null,null,null,0,0]
[null,null,null,null,null,null,0,0]
[null,null,null,null,null,null,0,0]
[null,null,null,null,null,null,0,0]
[null,null,null,null,null,null,0,0]
[null,null,null,null,null,null,0,0]
[null,null,null,null,null,null,0,0]
[null,null,null,null,null,null,0,0]
[null,null,null,null,null,null,0,0]
[null,null,null,null,null,null,0,0]
[null,null,null,null,null,null,0,0]
[null,null,null,null,null,null,0,0]
[null,null,null,null,null,null,0,0]
[null,null,null,null,null,null,0,0]
[null,null,null,null,null,null,0,0]
[null,null,null,null,null,null,0,0]
[null,null,null,null,null,null,0,0]
[null,null,null,null,null,null,0,0]
[null,null,null,null,null,null,0,0]
[null,null,null,null,null,null,0,0]
[null,null,null,null,null,null,0,0]
[null,null,null,null,null,null,0,0]
[null,null,null,null,null,null,0,0]
[null,null,null,null,null,null,0,0]
[null,null,null,null,null,null,0,0]
[null,null,null,null,null,null,0,0]
[null,null,null,null,null,null,0,0]
[null,null,null,null,null,null,0,0]
[null,null,null,null,null,null,0,0]
[null,null,null,null,null,null,0,0]
[null,null,null,null,null,null,0,0]
[null,null,null,null,null,null,0,0]
[null,null,null,null,null,null,0,0]
[null,null,null,null,null,null,0,0]
[null,null,null,null,null,null,0,0]
[null,null,null,null,null,null,0,0]
[null,null,null,null,null,null,0,0]
[null,null,null,null,null,null,0,0]
[null,null,null,null,null,null,0,0]
[null,null,null,null,null,null,0,0]
[null,null,null,null,null,null,0,0]
[null,null,null,null,null,null,0,0]
[null,null,null,null,null,null,0,0]
[null,null,null,null,null,null,0,0]
[null,null,null,null,null,null,0,0]
[null,null,null,null,null,null,0,0]
[null,null,null,null,null,null,0,0]
[null,null,null,null,null,null,0,0]
[null,null,null,null,null,null,0,0]
[null,null,null,null,null,null,0,0]
[null,null,null,null,null,null,0,0]
[null,null,null,null,null,null,0,0]
[null,null,null,null,null,null,0,0]
[null,null,null,null,null,null,0,0]
[null,null,null,null,null,null,0,0]
[null,null,null,null,null,null,0,0]
[null,null,null,null,null,null,0,0]
[null,null,null,null,null,null,0,0]
[null,null,null,null,null,null,0,0]
[null,null,null,null,null,null,0,0]
[null,null,null,null,null,null,0,0]
[null,null,null,null,null,null,0,0]
[null,null,null,null,null,null,0,0]
[null,null,null,null,null,null,0,0]
[null,null,null,null,null,null,0,0]
[null,null,null,null,null,null,0,0]
[null,null,null,null,null,null,0,0]
[null,null,null,null,null,null,0,0]
[null,null,null,null,null,null,0,0]
[null,null,null,null,null,null,0,0]
[null,null,null,null,null,null,0,0]
[null,null,null,null,null,null,0,0]
[null,null,null,null,null,null,0,0]
[null,null,null,null,null,null,0,0]
[null,null,null,null,null,null,0,0]
[null,null,null,null,null,null,0,0]
[null,null,null,null,null,null,0,0]
[null,null,null,null,null,null,0,0]
[null,null,null,null,null,null,0,0]
[null,null,null,null,null,null,0,0]
[null,null,null,null,null,null,0,0]
[null,null,null,null,null,null,0,0]
[null,null,null,null,null,null,0,0]
[null,null,null,null,null,null,0,0]
[null,null,null,null,null,null,0,0]
[null,null,null,null,null,null,0,0]
[null,null,null,null,null,null,0,0]
[null,null,null,null,null,null,0,0]
[null,null,null,null,null,null,0,0]
[null,null,null,null,null,null,0,0]
[null,null,null,null,null,null,0,0]
[null,null,null,null,null,null,0,0]
[null,null,null,null,null,null,0,0]
[null,null,null,null,null,null,0,0]
[null,null,null,null,null,null,0,0]
[null,null,null,null,null,null,0,0]
[null,null,null,null,null,null,0,0]
[null,null,null,null,null,null,0,0]
[null,null,null,null,null,null,0,0]
[null,null,null,null,null,null,0,0]
[null,null,null,null,null,null,0,0]
[null,null,null,null,null,null,0,0]
[null,null,null,null,null,null,0,0]
[null,null,null,null,null,null,0,0]
[null,null,null,null,null,null,0,0]
[null,null,null,null,null,null,0,0]
[null,null,null,null,null,null,0,0]
[null,null,null,null,null,null,0,0]
[null,null,null,null,null,null,0,0]
[null,null,null,null,null,null,0,0]
[null,null,null,null,null,null,0,0]
[null,null,null,null,null,null,0,0]
[null,null,null,null,null,null,0,0]
[null,null,null,null,null,null,0,0]
[null,null,null,null,null,null,0,0]
[null,null,null,null,null,null,0,0]
[null,null,null,null,null,null,0,0]
[null,null,null,null,null,null,0,0]
[null,null,null,null,null,null,0,0]
[null,null,null,null,null,null,0,0]
[null,null,null,null,null,null,0,0]
[null,null,null,null,null,null,0,0]
[null,null,null,null,null,null,0,0]
[null,null,null,null,null,null,0,0]
[null,null,null,null,null,null,0,0]
[null,null,null,null,null,null,0,0]
[null,null,null,null,null,null,0,0]
[null,null,null,null,null,null,0,0]
[null,null,null,null,null,null,0,0]
[null,null,null,null,null,null,0,0]
[null,null,null,null,null,null,0,0]
[null,null,null,null,null,null,0,0]
[null,null,null,null,null,null,0,0]
[null,null,null,null,null,null,0,0]
[null,null,null,null,null,null,0,0]
[null,null,null,null,null,null,0,0]
[null,null,null,null,null,null,0,0]
[null,null,null,null,null,null,0,0]
[null,null,null,null,null,null,0,0]
[null,null,null,null,null,null,0,0]
[null,null,null,null,null,null,0,0]
[null,null,null,null,null,null,0,0]
[null,null,null,null,null,null,0,0]
[null,null,null,null,null,null,0,0]
[null,null,null,null,null,null,0,0]
[null,null,null,null,null,null,0,0]
[null,null,null,null,null,null,0,0]
[null,null,null,null,null,null,0,0]
[null,null,null,null,null,null,0,0]
[null,null,null,null,null,null,0,0]
[null,null,null,null,null,null,0,0]
[null,null,null,null,null,null,0,0]
[null,null,null,null,null,null,0,0]
[null,null,null,null,null,null,0,0]
[null,null,null,null,null,null,0,0]
[null,null,null,null,null,null,0,0]
[null,null,null,null,null,null,0,0]
[null,null,null,null,null,null,0,0]
[null,null,null,null,null,null,0,0]
[null,null,null,null,null,null,0,0]
[null,null,null,null,null,null,0,0]
[null,null,null,null,null,null,0,0]
[null,null,null,null,null,null,0,0]
[null,null,null,null,null,null,0,0]
[null,null,null,null,null,null,0,0]
[null,null,null,null,null,null,0,0]
[null,null,null,null,null,null,0,0]
[null,null,null,null,null,null,0,0]
[null,null,null,null,null,null,0,0]
[null,null,null,null,null,null,0,0]
[null,null,null,null,null,null,0,0]
[null,null,null,null,null,null,0,0]
[null,null,null,null,null,null,0,0]
[null,null,null,null,null,null,0,0]
[null,null,null,null,null,null,0,0]
[null,null,null,null,null,null,0,0]
[null,null,null,null,null,null,0,0]
[null,null,null,null,null,null,0,0]
[null,null,null,null,null,null,0,0]
[null,null,null,null,null,null,0,0]
[null,null,null,null,null,null,0,0]
[null,null,null,null,null,null,0,0]
[null,null,null,null,null,null,0,0]
[null,null,null,null,null,null,0,0]
[null,null,null,null,null,null,0,0]
[null,null,null,null,null,null,0,0]
[null,null,null,null,null,null,0,0]
[null,null,null,null,null,null,0,0]
[null,null,null,null,null,null,0,0]
[null,null,null,null,null,null,0,0]
[null,null,null,null,null,null,0,0]
[null,null,null,null,null,null,0,0]
[null,null,null,null,null,null,0,0]
[null,null,null,null,null,null,0,0]
[null,null,null,null,null,null,0,0]
[null,null,null,null,null,null,0,0]
[null,null,null,null,null,null,0,0]
[null,null,null,null,null,null,0,0]
[null,null,null,null,null,null,0,0]
[null,null,null,null,null,null,0,0]
[null,null,null,null,null,null,0,0]
[null,null,null,null,null,null,0,0]
[null,null,null,null,null,null,0,0]
[null,null,null,null,null,null,0,0]
[null,null,null,null,null,null,0,0]
[null,null,null,null,null,null,0,0]
[null,null,null,null,null,null,0,0]
[null,null,null,null,null,null,0,0]
[null,null,null,null,null,null,0,0]
[null,null,null,null,null,null,0,0]
[null,null,null,null,null,null,0,0]
[null,null,null,null,null,null,0,0]
[null,null,null,null,null,null,0,0]
[null,null,null,null,null,null,0,0]
[null,null,null,null,null,null,0,0]
[null,null,null,null,null,null,0,0]
[null,null,null,null,null,null,0,0]
[null,null,null,null,null,null,0,0]
[null,null,null,null,null,null,0,0]
[null,null,null,null,null,null,0,0]
[null,null,null,null,null,null,0,0]
[null,null,null,null,null,null,0,0]
[null,null,null,null,null,null,0,0]
[null,null,null,null,null,null,0,0]
[null,null,null,null,null,null,0,0]
[null,null,null,null,null,null,0,0]
[null,null,null,null,null,null,0,0]
[null,null,null,null,null,null,0,0]
[null,null,null,null,null,null,0,0]
[null,null,null,null,null,null,0,0]
[null,null,null,null,null,null,0,0]
[null,null,null,null,null,null,0,0]
[null,null,null,null,null,null,0,0]
[null,null,null,null,null,null,0,0]
[null,null,null,null,null,null,0,0]
[null,null,null,null,null,null,0,0]
[null,null,null,null,null,null,0,0]
[null,null,null,null,null,null,0,0]
[null,null,null,null,null,null,0,0]
[null,null,null,null,null,null,0,0]
[null,null,null,null,null,null,0,0]
[null,null,null,null,null,null,0,0]
[null,null,null,null,null,null,0,0]
[null,null,null,null,null,null,0,0]
[null,null,null,null,null,null,0,0]
[null,null,null,null,null,null,0,0]
[null,null,null,null,null,null,0,0]
[null,null,null,null,null,null,0,0]
[null,null,null,null,null,null,0,0]
[null,null,null,null,null,null,0,0]
[null,null,null,null,null,null,0,0]
[null,null,null,null,null,null,0,0]
[null,null,null,null,null,null,0,0]
[null,null,null,null,null,null,0,0]
[null,null,null,null,null,null,0,0]
[null,null,null,null,null,null,0,0]
[null,null,null,null,null,null,0,0]
[null,null,null,null,null,null,0,0]
[null,null,null,null,null,null,0,0]
[null,null,null,null,null,null,0,0]
[null,null,null,null,null,null,0,0]
[null,null,null,null,null,null,0,0]
[null,null,null,null,null,null,0,0]
[null,null,null,null,null,null,0,0]
[null,null,null,null,null,null,0,0]
[null,null,null,null,null,null,0,0]
[null,null,null,null,null,null,0,0]
[null,null,null,null,null,null,0,0]
[null,null,null,null,null,null,0,0]
[null,null,null,null,null,null,0,0]
[null,null,null,null,null,null,0,0]
[null,null,null,null,null,null,0,0]
[null,null,null,null,null,null,0,0]
[null,null,null,null,null,null,0,0]
[null,null,null,null,null,null,0,0]
[null,null,null,null,null,null,0,0]
[null,null,null,null,null,null,0,0]
[null,null,null,null,null,null,0,0]
[null,null,null,null,null,null,0,0]
[null,null,null,null,null,null,0,0]
[null,null,null,null,null,null,0,0]
[null,null,null,null,null,null,0,0]
[null,null,null,null,null,null,0,0]
[null,null,null,null,null,null,0,0]
[null,null,null,null,null,null,0,0]
[null,null,null,null,null,null,0,0]
[null,null,null,null,null,null,0,0]
[null,null,null,null,null,null,0,0]
[null,null,null,null,null,null,0,0]
[null,null,null,null,null,null,0,0]
[null,null,null,null,null,null,0,0]
[null,null,null,null,null,null,0,0]
[null,null,null,null,null,null,0,0]
[null,null,null,null,null,null,0,0]
[null,null,null,null,null,null,0,0]
[null,null,null,null,null,null,0,0]
[null,null,null,null,null,null,0,0]
[null,null,null,null,null,null,0,0]
[null,null,null,null,null,null,0,0]
[null,null,null,null,null,null,0,0]
[null,null,null,null,null,null,0,0]
[null,null,null,null,null,null,0,0]
[null,null,null,null,null,null,0,0]
[null,null,null,null,null,null,0,0]
[null,null,null,null,null,null,0,0]
[null,null,null,null,null,null,0,0]
[null,null,null,null,null,null,0,0]
[null,null,null,null,null,null,0,0]
[null,null,null,null,null,null,0,0]
[null,null,null,null,null,null,0,0]
[null,null,null,null,null,null,0,0]
[null,null,null,null,null,null,0,0]
[null,null,null,null,null,null,0,0]
[null,null,null,null,null,null,0,0]
[null,null,null,null,null,null,0,0]
[null,null,null,null,null,null,0,0]
[null,null,null,null,null,null,0,0]
[null,null,null,null,null,null,0,0]
[null,null,null,null,null,null,0,0]
[null,null,null,null,null,null,0,0]
[null,null,null,null,null,null,0,0]
[null,null,null,null,null,null,0,0]
[null,null,null,null,null,null,0,0]
[null,null,null,null,null,null,0,0]
[null,null,null,null,null,null,0,0]
[null,null,null,null,null,null,0,0]
[null,null,null,null,null,null,0,0]
[null,null,null,null,null,null,0,0]
[null,null,null,null,null,null,0,0]
[null,null,null,null,null,null,0,0]
[null,null,null,null,null,null,0,0]
[null,null,null,null,null,null,0,0]
[null,null,null,null,null,null,0,0]
[null,null,null,null,null,null,0,0]
[null,null,null,null,null,null,0,0]
[null,null,null,null,null,null,0,0]
[null,null,null,null,null,null,0,0]
[null,null,null,null,null,null,0,0]
[null,null,null,null,null,null,0,0]
[null,null,null,null,null,null,0,0]
[null,null,null,null,null,null,0,0]
[null,null,null,null,null,null,0,0]
[null,null,null,null,null,null,0,0]
[null,null,null,null,null,null,0,0]
[null,null,null,null,null,null,0,0]
[null,null,null,null,null,null,0,0]
[null,null,null,null,null,null,0,0]
[null,null,null,null,null,null,0,0]
[null,null,null,null,null,null,0,0]
[null,null,null,null,null,null,0,0]
[null,null,null,null,null,null,0,0]
[null,null,null,null,null,null,0,0]
[null,null,null,null,null,null,0,0]
[null,null,null,null,null,null,0,0]
[null,null,null,null,null,null,0,0]
[null,null,null,null,null,null,0,0]
[null,null,null,null,null,null,0,0]
[null,null,null,null,null,null,0,0]
[null,null,null,null,null,null,0,0]
[null,null,null,null,null,null,0,0]
[null,null,null,null,null,null,0,0]
[null,null,null,null,null,null,0,0]
[null,null,null,null,null,null,0,0]
[null,null,null,null,null,null,0,0]
[null,null,null,null,null,null,0,0]
[null,null,null,null,null,null,0,0]
[null,null,null,null,null,null,0,0]
[null,null,null,null,null,null,0,0]
[null,null,null,null,null,null,0,0]
[null,null,null,null,null,null,0,0]
[null,null,null,null,null,null,0,0]
[null,null,null,null,null,null,0,0]
[null,null,null,null,null,null,0,0]
[null,null,null,null,null,null,0,0]
[null,null,null,null,null,null,0,0]
[null,null,null,null,null,null,0,0]
[null,null,null,null,null,null,0,0]
[null,null,null,null,null,null,0,0]
[null,null,null,null,null,null,0,0]
[null,null,null,null,null,null,0,0]
[null,null,null,null,null,null,0,0]
[null,null,null,null,null,null,0,0]
[null,null,null,null,null,null,0,0]
[null,null,null,null,null,null,0,0]
[null,null,null,null,null,null,0,0]
[null,null,null,null,null,null,0,0]
[null,null,null,null,null,null,0,0]
[null,null,null,null,null,null,0,0]
[null,null,null,null,null,null,0,0]
[null,null,null,null,null,null,0,0]
[null,null,null,null,null,null,0,0]
[null,null,null,null,null,null,0,0]
[null,null,null,null,null,null,0,0]
[null,null,null,null,null,null,0,0]
[null,null,null,null,null,null,0,0]
[null,null,null,null,null,null,0,0]
[null,null,null,null,null,null,0,0]
[null,null,null,null,null,null,0,0]
[null,null,null,null,null,null,0,0]
[null,null,null,null,null,null,0,0]
[null,null,null,null,null,null,0,0]
[null,null,null,null,null,null,0,0]
[null,null,null,null,null,null,0,0]
[null,null,null,null,null,null,0,0]
[null,null,null,null,null,null,0,0]
[null,null,null,null,null,null,0,0]
[null,null,null,null,null,null,0,0]
[null,null,null,null,null,null,0,0]
[null,null,null,null,null,null,0,0]
[null,null,null,null,null,null,0,0]
[null,null,null,null,null,null,0,0]
[null,null,null,null,null,null,0,0]
[null,null,null,null,null,null,0,0]
[null,null,null,null,null,null,0,0]
[null,null,null,null,null,null,0,0]
[null,null,null,null,null,null,0,0]
[null,null,null,null,null,null,0,0]
[null,null,null,null,null,null,0,0]
[null,null,null,null,null,null,0,0]
[null,null,null,null,null,null,0,0]
[null,null,null,null,null,null,0,0]
[null,null,null,null,null,null,0,0]
[null,null,null,null,null,null,0,0]
[null,null,null,null,null,null,0,0]
[null,null,null,null,null,null,0,0]
[null,null,null,null,null,null,0,0]
[null,null,null,null,null,null,0,0]
[null,null,null,null,null,null,0,0]
[null,null,null,null,null,null,0,0]
[null,null,null,null,null,null,0,0]
[null,null,null,null,null,null,0,0]
[null,null,null,null,null,null,0,0]
[null,null,null,null,null,null,0,0]
[null,null,null,null,null,null,0,0]
[null,null,null,null,null,null,0,0]
[null,null,null,null,null,null,0,0]
[null,null,null,null,null,null,0,0]
[null,null,null,null,null,null,0,0]
[null,null,null,null,null,null,0,0]
[null,null,null,null,null,null,0,0]
[null,null,null,null,null,null,0,0]
[null,null,null,null,null,null,0,0]
[null,null,null,null,null,null,0,0]
[null,null,null,null,null,null,0,0]
[null,null,null,null,null,null,0,0]
[null,null,null,null,null,null,0,0]
[null,null,null,null,null,null,0,0]
[null,null,null,null,null,null,0,0]
[null,null,null,null,null,null,0,0]
[null,null,null,null,null,null,0,0]
[null,null,null,null,null,null,0,0]
[null,null,null,null,null,null,0,0]
[null,null,null,null,null,null,0,0]
[null,null,null,null,null,null,0,0]
[null,null,null,null,null,null,0,0]
[null,null,null,null,null,null,0,0]
[null,null,null,null,null,null,0,0]
[null,null,null,null,null,null,0,0]
[null,null,null,null,null,null,0,0]
[null,null,null,null,null,null,0,0]
[null,null,null,null,null,null,0,0]
[null,null,null,null,null,null,0,0]
[null,null,null,null,null,null,0,0]
[null,null,null,null,null,null,0,0]
[null,null,null,null,null,null,0,0]
[null,null,null,null,null,null,0,0]
[null,null,null,null,null,null,0,0]
[null,null,null,null,null,null,0,0]
[null,null,null,null,null,null,0,0]
[null,null,null,null,null,null,0,0]
[null,null,null,null,null,null,0,0]
[null,null,null,null,null,null,0,0]
[null,null,null,null,null,null,0,0]
[null,null,null,null,null,null,0,0]
[null,null,null,null,null,null,0,0]
[null,null,null,null,null,null,0,0]
[null,null,null,null,null,null,0,0]
[null,null,null,null,null,null,0,0]
[null,null,null,null,null,null,0,0]
[null,null,null,null,null,null,0,0]
[null,null,null,null,null,null,0,0]
[null,null,null,null,null,null,0,0]
[null,null,null,null,null,null,0,0]
[null,null,null,null,null,null,0,0]
[null,null,null,null,null,null,0,0]
[null,null,null,null,null,null,0,0]
[null,null,null,null,null,null,0,0]
[null,null,null,null,null,null,0,0]
[null,null,null,null,null,null,0,0]
[null,null,null,null,null,null,0,0]
[null,null,null,null,null,null,0,0]
[null,null,null,null,null,null,0,0]
[null,null,null,null,null,null,0,0]
[null,null,null,null,null,null,0,0]
[null,null,null,null,null,null,0,0]
[null,null,null,null,null,null,0,0]
[null,null,null,null,null,null,0,0]
[null,null,null,null,null,null,0,0]
[null,null,null,null,null,null,0,0]
[null,null,null,null,null,null,0,0]
[null,null,null,null,null,null,0,0]
[null,null,null,null,null,null,0,0]
[null,null,null,null,null,null,0,0]
[null,null,null,null,null,null,0,0]
[null,null,null,null,null,null,0,0]
[null,null,null,null,null,null,0,0]
[null,null,null,null,null,null,0,0]
[null,null,null,null,null,null,0,0]
[null,null,null,null,null,null,0,0]
[null,null,null,null,null,null,0,0]
[null,null,null,null,null,null,0,0]
[null,null,null,null,null,null,0,0]
[null,null,null,null,null,null,0,0]
[null,null,null,null,null,null,0,0]
[null,null,null,null,null,null,0,0]
[null,null,null,null,null,null,0,0]
[null,null,null,null,null,null,0,0]
[null,null,null,null,null,null,0,0]
[null,null,null,null,null,null,0,0]
[null,null,null,null,null,null,0,0]
[null,null,null,null,null,null,0,0]
[null,null,null,null,null,null,0,0]
[null,null,null,null,null,null,0,0]
[null,null,null,null,null,null,0,0]
[null,null,null,null,null,null,0,0]
[null,null,null,null,null,null,0,0]
[null,null,null,null,null,null,0,0]
[null,null,null,null,null,null,0,0]
[null,null,null,null,null,null,0,0]
[null,null,null,null,null,null,0,0]
[null,null,null,null,null,null,0,0]
[null,null,null,null,null,null,0,0]
[null,null,null,null,null,null,0,0]
[null,null,null,null,null,null,0,0]
[null,null,null,null,null,null,0,0]
[null,null,null,null,null,null,0,0]
[null,null,null,null,null,null,0,0]
[null,null,null,null,null,null,0,0]
[null,null,null,null,null,null,0,0]
[null,null,null,null,null,null,0,0]
[null,null,null,null,null,null,0,0]
[null,null,null,null,null,null,0,0]
[null,null,null,null,null,null,0,0]
[null,null,null,null,null,null,0,0]
[null,null,null,null,null,null,0,0]
[null,null,null,null,null,null,0,0]
[null,null,null,null,null,null,0,0]
[null,null,null,null,null,null,0,0]
[null,null,null,null,null,null,0,0]
[null,null,null,null,null,null,0,0]
[null,null,null,null,null,null,0,0]
[null,null,null,null,null,null,0,0]
[null,null,null,null,null,null,0,0]
[null,null,null,null,null,null,0,0]
[null,null,null,null,null,null,0,0]
[null,null,null,null,null,null,0,0]
[null,null,null,null,null,null,0,0]
[null,null,null,null,null,null,0,0]
[null,null,null,null,null,null,0,0]
[null,null,null,null,null,null,0,0]
[null,null,null,null,null,null,0,0]
[null,null,null,null,null,null,0,0]
[null,null,null,null,null,null,0,0]
[null,null,null,null,null,null,0,0]
[null,null,null,null,null,null,0,0]
[null,null,null,null,null,null,0,0]
[null,null,null,null,null,null,0,0]
[null,null,null,null,null,null,0,0]
[null,null,null,null,null,null,0,0]
[null,null,null,null,null,null,0,0]
[null,null,null,null,null,null,0,0]
[null,null,null,null,null,null,0,0]
[null,null,null,null,null,null,0,0]
[null,null,null,null,null,null,0,0]
[null,null,null,null,null,null,0,0]
[null,null,null,null,null,null,0,0]
[null,null,null,null,null,null,0,0]
[null,null,null,null,null,null,0,0]
[null,null,null,null,null,null,0,0]
[null,null,null,null,null,null,0,0]
[null,null,null,null,null,null,0,0]
[null,null,null,null,null,null,0,0]
[null,null,null,null,null,null,0,0]
[null,null,null,null,null,null,0,0]
[null,null,null,null,null,null,0,0]
[null,null,null,null,null,null,0,0]
[null,null,null,null,null,null,0,0]
[null,null,null,null,null,null,0,0]
[null,null,null,null,null,null,0,0]
[null,null,null,null,null,null,0,0]
[null,null,null,null,null,null,0,0]
[null,null,null,null,null,null,0,0]
[null,null,null,null,null,null,0,0]
[null,null,null,null,null,null,0,0]
[null,null,null,null,null,null,0,0]
[null,null,null,null,null,null,0,0]
[null,null,null,null,null,null,0,0]
[null,null,null,null,null,null,0,0]
[null,null,null,null,null,null,0,0]
[null,null,null,null,null,null,0,0]
[null,null,null,null,null,null,0,0]
[null,null,null,null,null,null,0,0]
[null,null,null,null,null,null,0,0]
[null,null,null,null,null,null,0,0]
[null,null,null,null,null,null,0,0]
[null,null,null,null,null,null,0,0]
[null,null,null,null,null,null,0,0]
[null,null,null,null,null,null,0,0]
[null,null,null,null,null,null,0,0]
[null,null,null,null,null,null,0,0]
[null,null,null,null,null,null,0,0]
[null,null,null,null,null,null,0,0]
[null,null,null,null,null,null,0,0]
[null,null,null,null,null,null,0,0]
[null,null,null,null,null,null,0,0]
[null,null,null,null,null,null,0,0]
[null,null,null,null,null,null,0,0]
[null,null,null,null,null,null,0,0]
[null,null,null,null,null,null,0,0]
[null,null,null,null,null,null,0,0]
[null,null,null,null,null,null,0,0]
[null,null,null,null,null,null,0,0]
[null,null,null,null,null,null,0,0]
[null,null,null,null,null,null,0,0]
[null,null,null,null,null,null,0,0]
[null,null,null,null,null,null,0,0]
[null,null,null,null,null,null,0,0]
[null,null,null,null,null,null,0,0]
[null,null,null,null,null,null,0,0]
[null,null,null,null,null,null,0,0]
[null,null,null,null,null,null,0,0]
[null,null,null,null,null,null,0,0]
[null,null,null,null,null,null,0,0]
[null,null,null,null,null,null,0,0]
[null,null,null,null,null,null,0,0]
[null,null,null,null,null,null,0,0]
[null,null,null,null,null,null,0,0]
[null,null,null,null,null,null,0,0]
[null,null,null,null,null,null,0,0]
[null,null,null,null,null,null,0,0]
[null,null,null,null,null,null,0,0]
[null,null,null,null,null,null,0,0]
[null,null,null,null,null,null,0,0]
[null,null,null,null,null,null,0,0]
[null,null,null,null,null,null,0,0]
[null,null,null,null,null,null,0,0]
[null,null,null,null,null,null,0,0]
[null,null,null,null,null,null,0,0]
[null,null,null,null,null,null,0,0]
[null,null,null,null,null,null,0,0]
[null,null,null,null,null,null,0,0]
[null,null,null,null,null,null,0,0]
[null,null,null,null,null,null,0,0]
[null,null,null,null,null,null,0,0]
[null,null,null,null,null,null,0,0]
[null,null,null,null,null,null,0,0]
[null,null,null,null,null,null,0,0]
[null,null,null,null,null,null,0,0]
[null,null,null,null,null,null,0,0]
[null,null,null,null,null,null,0,0]
[null,null,null,null,null,null,0,0]
[null,null,null,null,null,null,0,0]
[null,null,null,null,null,null,0,0]
[null,null,null,null,null,null,0,0]
[null,null,null,null,null,null,0,0]
[null,null,null,null,null,null,0,0]
[null,null,null,null,null,null,0,0]
[null,null,null,null,null,null,0,0]
[null,null,null,null,null,null,0,0]
[null,null,null,null,null,null,0,0]
[null,null,null,null,null,null,0,0]
[null,null,null,null,null,null,0,0]
[null,null,null,null,null,null,0,0]
[null,null,null,null,null,null,0,0]
[null,null,null,null,null,null,0,0]
[null,null,null,null,null,null,0,0]
[null,null,null,null,null,null,0,0]
[null,null,null,null,null,null,0,0]
[null,null,null,null,null,null,0,0]
[null,null,null,null,null,null,0,0]
[null,null,null,null,null,null,0,0]
[null,null,null,null,null,null,0,0]
[null,null,null,null,null,null,0,0]
[null,null,null,null,null,null,0,0]
[null,null,null,null,null,null,0,0]
[null,null,null,null,null,null,0,0]
[null,null,null,null,null,null,0,0]
[null,null,null,null,null,null,0,0]
[null,null,null,null,null,null,0,0]
[null,null,null,null,null,null,0,0]
[null,null,null,null,null,null,0,0]
[null,null,null,null,null,null,0,0]
[null,null,null,null,null,null,0,0]
[null,null,null,null,null,null,0,0]
[null,null,null,null,null,null,0,0]
[null,null,null,null,null,null,0,0]
[null,null,null,null,null,null,0,0]
[null,null,null,null,null,null,0,0]
[null,null,null,null,null,null,0,0]
[null,null,null,null,null,null,0,0]
[null,null,null,null,null,null,0,0]
[null,null,null,null,null,null,0,0]
[null,null,null,null,null,null,0,0]
[null,null,null,null,null,null,0,0]
[null,null,null,null,null,null,0,0]
[null,null,null,null,null,null,0,0]
[null,null,null,null,null,null,0,0]
[null,null,null,null,null,null,0,0]
[null,null,null,null,null,null,0,0]
[null,null,null,null,null,null,0,0]
[null,null,null,null,null,null,0,0]
[null,null,null,null,null,null,0,0]
[null,null,null,null,null,null,0,0]
[null,null,null,null,null,null,0,0]
[null,null,null,null,null,null,0,0]
[null,null,null,null,null,null,0,0]
[null,null,null,null,null,null,0,0]
[null,null,null,null,null,null,0,0]
[null,null,null,null,null,null,0,0]
[null,null,null,null,null,null,0,0]
[null,null,null,null,null,null,0,0]
[null,null,null,null,null,null,0,0]
[null,null,null,null,null,null,0,0]
[null,null,null,null,null,null,0,0]
[null,null,null,null,null,null,0,0]
[null,null,null,null,null,null,0,0]
[null,null,null,null,null,null,0,0]
[null,null,null,null,null,null,0,0]
[null,null,null,null,null,null,0,0]
[null,null,null,null,null,null,0,0]
[null,null,null,null,null,null,0,0]
[null,null,null,null,null,null,0,0]
[null,null,null,null,null,null,0,0]
[null,null,null,null,null,null,0,0]
[null,null,null,null,null,null,0,0]
[null,null,null,null,null,null,0,0]
[null,null,null,null,null,null,0,0]
[null,null,null,null,null,null,0,0]
[null,null,null,null,null,null,0,0]
[null,null,null,null,null,null,0,0]
[null,null,null,null,null,null,0,0]
[null,null,null,null,null,null,0,0]
[null,null,null,null,null,null,0,0]
[null,null,null,null,null,null,0,0]
[null,null,null,null,null,null,0,0]
[null,null,null,null,null,null,0,0]
[null,null,null,null,null,null,0,0]
[null,null,null,null,null,null,0,0]
[null,null,null,null,null,null,0,0]
[null,null,null,null,null,null,0,0]
[null,null,null,null,null,null,0,0]
[null,null,null,null,null,null,0,0]
[null,null,null,null,null,null,0,0]
[null,null,null,null,null,null,0,0]
[null,null,null,null,null,null,0,0]
[null,null,null,null,null,null,0,0]
[null,null,null,null,null,null,0,0]
[null,null,null,null,null,null,0,0]
[null,null,null,null,null,null,0,0]
[null,null,null,null,null,null,0,0]
[null,null,null,null,null,null,0,0]
[null,null,null,null,null,null,0,0]
[null,null,null,null,null,null,0,0]
[null,null,null,null,null,null,0,0]
[null,null,null,null,null,null,0,0]
[null,null,null,null,null,null,0,0]
[null,null,null,null,null,null,0,0]
[null,null,null,null,null,null,0,0]
[null,null,null,null,null,null,0,0]
[null,null,null,null,null,null,0,0]
[null,null,null,null,null,null,0,0]
[null,null,null,null,null,null,0,0]
[null,null,null,null,null,null,0,0]
[null,null,null,null,null,null,0,0]
[null,null,null,null,null,null,0,0]
[null,null,null,null,null,null,0,0]
[null,null,null,null,null,null,0,0]
[null,null,null,null,null,null,0,0]
[null,null,null,null,null,null,0,0]
[null,null,null,null,null,null,0,0]
[null,null,null,null,null,null,0,0]
[null,null,null,null,null,null,0,0]
[null,null,null,null,null,null,0,0]
[null,null,null,null,null,null,0,0]
[null,null,null,null,null,null,0,0]
[null,null,null,null,null,null,0,0]
[null,null,null,null,null,null,0,0]
[null,null,null,null,null,null,0,0]
[null,null,null,null,null,null,0,0]
[null,null,null,null,null,null,0,0]
[null,null,null,null,null,null,0,0]
[null,null,null,null,null,null,0,0]
[null,null,null,null,null,null,0,0]
[null,null,null,null,null,null,0,0]
[null,null,null,null,null,null,0,0]
[null,null,null,null,null,null,0,0]
[null,null,null,null,null,null,0,0]
[null,null,null,null,null,null,0,0]
[null,null,null,null,null,null,0,0]
[null,null,null,null,null,null,0,0]
[null,null,null,null,null,null,0,0]
[null,null,null,null,null,null,0,0]
[null,null,null,null,null,null,0,0]
[null,null,null,null,null,null,0,0]
[null,null,null,null,null,null,0,0]
[null,null,null,null,null,null,0,0]
[null,null,null,null,null,null,0,0]
[null,null,null,null,null,null,0,0]
[null,null,null,null,null,null,0,0]
[null,null,null,null,null,null,0,0]
[null,null,null,null,null,null,0,0]
[null,null,null,null,null,null,0,0]
[null,null,null,null,null,null,0,0]
[null,null,null,null,null,null,0,0]
[null,null,null,null,null,null,0,0]
[null,null,null,null,null,null,0,0]
[null,null,null,null,null,null,0,0]
[null,null,null,null,null,null,0,0]
[null,null,null,null,null,null,0,0]
[null,null,null,null,null,null,0,0]
[null,null,null,null,null,null,0,0]
[null,null,null,null,null,null,0,0]
[null,null,null,null,null,null,0,0]
[null,null,null,null,null,null,0,0]
[null,null,null,null,null,null,0,0]
[null,null,null,null,null,null,0,0]
[null,null,null,null,null,null,0,0]
[null,null,null,null,null,null,0,0]
[null,null,null,null,null,null,0,0]
[null,null,null,null,null,null,0,0]
[null,null,null,null,null,null,0,0]
[null,null,null,null,null,null,0,0]
[null,null,null,null,null,null,0,0]
[null,null,null,null,null,null,0,0]
[null,null,null,null,null,null,0,0]
[null,null,null,null,null,null,0,0]
[null,null,null,null,null,null,0,0]
[null,null,null,null,null,null,0,0]
[null,null,null,null,null,null,0,0]
[null,null,null,null,null,null,0,0]
[null,null,null,null,null,null,0,0]
[null,null,null,null,null,null,0,0]
[null,null,null,null,null,null,0,0]
[null,null,null,null,null,null,0,0]
[null,null,null,null,null,null,0,0]
[null,null,null,null,null,null,0,0]
[null,null,null,null,null,null,0,0]
[null,null,null,null,null,null,0,0]
[null,null,null,null,null,null,0,0]
[null,null,null,null,null,null,0,0]
[null,null,null,null,null,null,0,0]
[null,null,null,null,null,null,0,0]
[null,null,null,null,null,null,0,0]
[null,null,null,null,null,null,0,0]
[null,null,null,null,null,null,0,0]
[null,null,null,null,null,null,0,0]
[null,null,null,null,null,null,0,0]
[null,null,null,null,null,null,0,0]
[null,null,null,null,null,null,0,0]
[null,null,null,null,null,null,0,0]
[null,null,null,null,null,null,0,0]
[null,null,null,null,null,null,0,0]
[null,null,null,null,null,null,0,0]
[null,null,null,null,null,null,0,0]
[null,null,null,null,null,null,0,0]
[null,null,null,null,null,null,0,0]
[null,null,null,null,null,null,0,0]
[null,null,null,null,null,null,0,0]
[null,null,null,null,null,null,0,0]
[null,null,null,null,null,null,0,0]
[null,null,null,null,null,null,0,0]
[null,null,null,null,null,null,0,0]
[null,null,null,null,null,null,0,0]
[null,null,null,null,null,null,0,0]
[null,null,null,null,null,null,0,0]
[null,null,null,null,null,null,0,0]
[null,null,null,null,null,null,0,0]
[null,null,null,null,null,null,0,0]
[null,null,null,null,null,null,0,0]
[null,null,null,null,null,null,0,0]
[null,null,null,null,null,null,0,0]
[null,null,null,null,null,null,0,0]
[null,null,null,null,null,null,0,0]
[null,null,null,null,null,null,0,0]
[null,null,null,null,null,null,0,0]
[null,null,null,null,null,null,0,0]
[null,null,null,null,null,null,0,0]
[null,null,null,null,null,null,0,0]
[null,null,null,null,null,null,0,0]
[null,null,null,null,null,null,0,0]
[null,null,null,null,null,null,0,0]
[null,null,null,null,null,null,0,0]
[null,null,null,null,null,null,0,0]
[null,null,null,null,null,null,0,0]
[null,null,null,null,null,null,0,0]
[null,null,null,null,null,null,0,0]
[null,null,null,null,null,null,0,0]
[null,null,null,null,null,null,0,0]
[null,null,null,null,null,null,0,0]
[null,null,null,null,null,null,0,0]
[null,null,null,null,null,null,0,0]
[null,null,null,null,null,null,0,0]
[null,null,null,null,null,null,0,0]
[null,null,null,null,null,null,0,0]
[null,null,null,null,null,null,0,0]
[null,null,null,null,null,null,0,0]
[null,null,null,null,null,null,0,0]
[null,null,null,null,null,null,0,0]
[null,null,null,null,null,null,0,0]
[null,null,null,null,null,null,0,0]
[null,null,null,null,null,null,0,0]
[null,null,null,null,null,null,0,0]
[null,null,null,null,null,null,0,0]
[null,null,null,null,null,null,0,0]
[null,null,null,null,null,null,0,0]
[null,null,null,null,null,null,0,0]
[null,null,null,null,null,null,0,0]
[null,null,null,null,null,null,0,0]
[null,null,null,null,null,null,0,0]
[null,null,null,null,null,null,0,0]
[null,null,null,null,null,null,0,0]
[null,null,null,null,null,null,0,0]
[null,null,null,null,null,null,0,0]
[null,null,null,null,null,null,0,0]
[null,null,null,null,null,null,0,0]
[null,null,null,null,null,null,0,0]
[null,null,null,null,null,null,0,0]
[null,null,null,null,null,null,0,0]
[null,null,null,null,null,null,0,0]
[null,null,null,null,null,null,0,0]
[null,null,null,null,null,null,0,0]
[null,null,null,null,null,null,0,0]
[null,null,null,null,null,null,0,0]
[null,null,null,null,null,null,0,0]
[null,null,null,null,null,null,0,0]
[null,null,null,null,null,null,0,0]
[null,null,null,null,null,null,0,0]
[null,null,null,null,null,null,0,0]
[null,null,null,null,null,null,0,0]
[null,null,null,null,null,null,0,0]
[null,null,null,null,null,null,0,0]
[null,null,null,null,null,null,0,0]
[null,null,null,null,null,null,0,0]
[null,null,null,null,null,null,0,0]
[null,null,null,null,null,null,0,0]
[null,null,null,null,null,null,0,0]
[null,null,null,null,null,null,0,0]
[null,null,null,null,null,null,0,0]
[null,null,null,null,null,null,0,0]
[null,null,null,null,null,null,0,0]
[null,null,null,null,null,null,0,0]
[null,null,null,null,null,null,0,0]
[null,null,null,null,null,null,0,0]
[null,null,null,null,null,null,0,0]
[null,null,null,null,null,null,0,0]
[null,null,null,null,null,null,0,0]
[null,null,null,null,null,null,0,0]
[null,null,null,null,null,null,0,0]
[null,null,null,null,null,null,0,0]
[null,null,null,null,null,null,0,0]
[null,null,null,null,null,null,0,0]
[null,null,null,null,null,null,0,0]
[null,null,null,null,null,null,0,0]
[null,null,null,null,null,null,0,0]
[null,null,null,null,null,null,0,0]
[null,null,null,null,null,null,0,0]
[null,null,null,null,null,null,0,0]
[null,null,null,null,null,null,0,0]
[null,null,null,null,null,null,0,0]
[null,null,null,null,null,null,0,0]
[null,null,null,null,null,null,0,0]
[null,null,null,null,null,null,0,0]
[null,null,null,null,null,null,0,0]
[null,null,null,null,null,null,0,0]
[null,null,null,null,null,null,0,0]
[null,null,null,null,null,null,0,0]
[null,null,null,null,null,null,0,0]
[null,null,null,null,null,null,0,0]
[null,null,null,null,null,null,0,0]
[null,null,null,null,null,null,0,0]
[null,null,null,null,null,null,0,0]
[null,null,null,null,null,null,0,0]
[null,null,null,null,null,null,0,0]
[null,null,null,null,null,null,0,0]
[null,null,null,null,null,null,0,0]